## README
FIELD | VALUE
MODEL | 50 MW AI Data Center — Model A (dry/immersion) vs Model B (wet/D2C+net-positive water)
STATUS | SCREENING / PRE-AUDIT. Not diligence-valid until real TMY3 pasted + assumptions confirmed.
EDIT ONLY | The 'Assumptions' tab (yellow cells). Everything else is calculated via named ranges.
NAMED RANGES | Formulas use names (IT_MW, LIQ_FRAC, FAC_PUE, WUE_ANNUAL...) so row-shifts don't break refs. See Formulas > Name Manager.
FLAG LEGEND
YELLOW cell | Editable input assumption.
ORANGE cell | SYNTHETIC weather data — NOT measured. Replace before issuance.
RED cell | Auto-flag: value pushed outside defensible range (conditional formatting).
GREY cell | Calculated / locked. Do not edit.
SITE TABS | Bin_Phoenix_SYNTH / Bin_Houston_SYNTH / Bin_Singapore_SYNTH are anchor-calibrated SYNTHETIC years — NOT NREL/NOAA TMY3. Paste real EPW over cols B:C (rows 3-8762) before any external use.
KEY FINDINGS (6-round provenance)
Finding 1 | GB200 NVL72 is ~90% liquid-cooled; residual rejects via RDHx on facility loop, NOT a chiller. Any facility PUE >1.20 is the sponsor's burden to explain.
Finding 2 | Four-bucket PUE = cooling-only + electrical overhead + RDHx residual + water treatment. Demand this decomposition; reject single blended PUE.
Finding 3 | SITE SWAMPS COOLING. Grid price swings NPV ~$1.2B — more than all cooling vars combined. Phoenix-vs-Singapore grid-price divergence ~$1.7B.
Finding 4 | Net-positive water is trivially true (facility use tiny) but NOT basin-positive (intake > export). Water revenue offsets only ~5-6% of energy penalty — NOT a hedge.
Finding 5 | GPU refresh 2-4yr vs infra 15-20yr = stranded-asset risk. Model IT load as rising step (50->75MW); reserve ~$100M mid-life re-fit.
Finding 6 | 4CP transmission adds $20-40/MWh unmitigated; BESS cuts ~85% AND reconciles Pillar 7 shed-mandate with AI SLA (shed grid draw, not compute).
KNOWN LIMITATIONS | (1) SUM ranges in rollups fixed to 8760 rows — widen if modeling more hours. (2) AWARE uses single site factor, not monthly WULCA. (3) Tornado endpoints are inlined, not live Data Tables — 2-click convert via Data > What-If > Data Table.
FRAMEWORK CAVEAT | The 10-pillar SYNC/Green Code framework is PROPOSED / not-VERIFIED in the source corpus. Keep this engineering pack SEPARABLE from any certification claim.

## Assumptions
Parameter | Value | Unit | Flag / defensible range
Critical IT load | 50 | MW | given
Hours/year | 8760 | h | fixed
Liquid-capture fraction | 0.9 | frac | SKU-dependent; 0.85-0.95
Residual air fraction |  | frac | calc
Cooling-only PUE base | 1.12 | ratio | MOD; 1.06-1.18
Electrical overhead dPUE | 0.05 | ratio | UPS/xfmr; 0.04-0.06
RDHx residual dPUE | 0.02 | ratio | NOT chiller; 0.01-0.03
Water-treatment SEC | 9.4 | kWh/m3 | central; 7.3-11.7
Export target | 4374 | m3/day | Model B; 0-9000 before PUE>1.35
Cooling WUE | 0.15 | L/kWh | climate; 0.00-0.30
Grid price | 60 | $/MWh | site; 40-220 (Phoenix->Singapore)
4CP transmission adder | 30 | $/MWh | ERCOT; 20-40 if unmitigated
Grid carbon (marginal) | 0.38 | kg/kWh | 0.02 Nordic - 0.60 gas-marginal
AWARE factor (site) | 30 | - | Phoenix~30, coastal~1
Discount rate | 0.06 | real | 0.05-0.08
Asset life | 17.5 | yr | 15-20
Water sale price | 0.75 | $/m3 | bulk reuse; 0.20-1.50
Salt-cake disposal | 100 | $/t | SWING; 50-200, hazmat higher
RO recovery | 0.8 | frac | feed-dependent; 0.70-0.85
Intake TDS | 5000 | mg/L | drives salt tonnage
BESS 4CP mitigation (1/0) | 1 | toggle | 1=BESS cuts 4CP ~85%
Note on A4: SKU-dependent. Two prior PUE conclusions hinged on this. Below 0.85 the humid-climate chiller risk re-emerges.
Note on A19: Sleeper OpEx. Hazmat classification (PFAS/metals) can 10x this.
Note on A22: Reconciles Pillar 7 shed-mandate with non-curtailable AI SLA: shed grid draw on battery, not compute.

## MassBalance
Water flow | m3/day
Gross intake (m3/d)
Pretreatment loss
RO feed
RO permeate
RO reject
MVR condensate
Crystallizer condensate
Total clean water
Overall recovery
Facility consumption (m3/d)
Net export (m3/d)
Net-positive?
Basin depletion (m3/d)
Salt cake (dry t/yr)
Note on A13: Basin depletion = intake - clean out. Facility is NOT basin-positive; defensible claim is export > on-site consumption only.

## PUE_Decomp
Bucket | Value
Cooling-only
Electrical overhead
RDHx residual air
Water-treatment dPUE
FACILITY PUE
Facility power (MW)
Annual facility (GWh)
Note on A6: Above 1.20 on GB200 NVL72 is the sponsor's burden to explain — not intrinsic to ~90% liquid-cooled hardware.

## Bin8760
hour | Tdb_C | Twb_C | dry_feasible | mode | fan_frac | fan_MW | pump_MW | adiab_Lph | trim_MW | cooling_MW | total_MW | hourly_PUE
1 | 4.2 | -7.6 |  |  |  |  | 1
2 | 3.2 | -8.6 |  |  |  |  | 1
3 | 2.7 | -9.1 |  |  |  |  | 1
4 | 3.5 | -8.3 |  |  |  |  | 1
5 | 2.7 | -9.1 |  |  |  |  | 1
6 | 1.6 | -10.2 |  |  |  |  | 1
7 | 4.8 | -7 |  |  |  |  | 1
8 | 5.3 | -6.5 |  |  |  |  | 1
9 | 6.8 | -5 |  |  |  |  | 1
10 | 8.8 | -3 |  |  |  |  | 1
11 | 10.5 | -1.3 |  |  |  |  | 1
12 | 13 | 1.2 |  |  |  |  | 1
13 | 13.7 | 1.9 |  |  |  |  | 1
14 | 13.9 | 2.1 |  |  |  |  | 1
15 | 13.5 | 1.7 |  |  |  |  | 1
16 | 13.4 | 1.6 |  |  |  |  | 1
17 | 14.7 | 2.9 |  |  |  |  | 1
18 | 15.4 | 3.6 |  |  |  |  | 1
19 | 12.9 | 1.1 |  |  |  |  | 1
20 | 11.5 | -0.3 |  |  |  |  | 1
21 | 10.8 | -1 |  |  |  |  | 1
22 | 6.9 | -4.9 |  |  |  |  | 1
23 | 6.7 | -5.1 |  |  |  |  | 1
24 | 6.2 | -5.6 |  |  |  |  | 1
25 | 5.4 | -6.4 |  |  |  |  | 1
26 | 3.1 | -8.7 |  |  |  |  | 1
27 | 3.2 | -8.6 |  |  |  |  | 1
28 | 2.9 | -8.9 |  |  |  |  | 1
29 | 3.7 | -8.1 |  |  |  |  | 1
30 | 2 | -9.8 |  |  |  |  | 1
31 | 5 | -6.8 |  |  |  |  | 1
32 | 3.7 | -8.1 |  |  |  |  | 1
33 | 3.9 | -7.9 |  |  |  |  | 1
34 | 7.8 | -4 |  |  |  |  | 1
35 | 9 | -2.8 |  |  |  |  | 1
36 | 12.6 | 0.8 |  |  |  |  | 1
37 | 13.6 | 1.8 |  |  |  |  | 1
38 | 12.3 | 0.5 |  |  |  |  | 1
39 | 15.4 | 3.6 |  |  |  |  | 1
40 | 13.4 | 1.6 |  |  |  |  | 1
41 | 14.2 | 2.4 |  |  |  |  | 1
42 | 13.4 | 1.6 |  |  |  |  | 1
43 | 12.9 | 1.1 |  |  |  |  | 1
44 | 12.5 | 0.7 |  |  |  |  | 1
45 | 10.9 | -0.9 |  |  |  |  | 1
46 | 9 | -2.8 |  |  |  |  | 1
47 | 7.8 | -4 |  |  |  |  | 1
48 | 6.1 | -5.7 |  |  |  |  | 1
49 | 3.5 | -8.3 |  |  |  |  | 1
50 | 2.4 | -9.4 |  |  |  |  | 1
51 | 2.1 | -9.7 |  |  |  |  | 1
52 | 3.1 | -8.7 |  |  |  |  | 1
53 | 2.4 | -9.4 |  |  |  |  | 1
54 | 6.1 | -5.7 |  |  |  |  | 1
55 | 3.3 | -8.5 |  |  |  |  | 1
56 | 4.2 | -7.6 |  |  |  |  | 1
57 | 7.9 | -3.9 |  |  |  |  | 1
58 | 10.2 | -1.6 |  |  |  |  | 1
59 | 10.7 | -1.1 |  |  |  |  | 1
60 | 12.5 | 0.7 |  |  |  |  | 1
61 | 14.4 | 2.6 |  |  |  |  | 1
62 | 13.6 | 1.8 |  |  |  |  | 1
63 | 12.6 | 0.8 |  |  |  |  | 1
64 | 13.9 | 2.1 |  |  |  |  | 1
65 | 15.4 | 3.6 |  |  |  |  | 1
66 | 12 | 0.2 |  |  |  |  | 1
67 | 12.8 | 1 |  |  |  |  | 1
68 | 11.8 | 0 |  |  |  |  | 1
69 | 9.7 | -2.1 |  |  |  |  | 1
70 | 9.4 | -2.4 |  |  |  |  | 1
71 | 7.6 | -4.2 |  |  |  |  | 1
72 | 8.3 | -3.5 |  |  |  |  | 1
73 | 4.9 | -7 |  |  |  |  | 1
74 | 2.5 | -9.4 |  |  |  |  | 1
75 | 2 | -9.9 |  |  |  |  | 1
76 | 1.4 | -10.5 |  |  |  |  | 1
77 | 3.8 | -8.1 |  |  |  |  | 1
78 | 2.6 | -9.3 |  |  |  |  | 1
79 | 4.1 | -7.8 |  |  |  |  | 1
80 | 6.3 | -5.6 |  |  |  |  | 1
81 | 6 | -5.9 |  |  |  |  | 1
82 | 8.1 | -3.8 |  |  |  |  | 1
83 | 7.8 | -4.1 |  |  |  |  | 1
84 | 10.1 | -1.8 |  |  |  |  | 1
85 | 12 | 0.1 |  |  |  |  | 1
86 | 14.1 | 2.2 |  |  |  |  | 1
87 | 15.7 | 3.8 |  |  |  |  | 1
88 | 14.4 | 2.5 |  |  |  |  | 1
89 | 14.5 | 2.6 |  |  |  |  | 1
90 | 13.8 | 1.9 |  |  |  |  | 1
91 | 14 | 2.1 |  |  |  |  | 1
92 | 12.5 | 0.6 |  |  |  |  | 1
93 | 10.3 | -1.6 |  |  |  |  | 1
94 | 7.2 | -4.7 |  |  |  |  | 1
95 | 8 | -3.9 |  |  |  |  | 1
96 | 5.9 | -6 |  |  |  |  | 1
97 | 5.6 | -6.3 |  |  |  |  | 1
98 | 3.2 | -8.7 |  |  |  |  | 1
99 | 4.9 | -7 |  |  |  |  | 1
100 | 2 | -9.9 |  |  |  |  | 1
101 | 4.5 | -7.4 |  |  |  |  | 1
102 | 3.3 | -8.6 |  |  |  |  | 1
103 | 3.5 | -8.4 |  |  |  |  | 1
104 | 4 | -7.9 |  |  |  |  | 1
105 | 6.7 | -5.2 |  |  |  |  | 1
106 | 10.1 | -1.8 |  |  |  |  | 1
107 | 10.9 | -1 |  |  |  |  | 1
108 | 12.2 | 0.3 |  |  |  |  | 1
109 | 9.8 | -2.1 |  |  |  |  | 1
110 | 14.4 | 2.5 |  |  |  |  | 1
111 | 14.8 | 2.9 |  |  |  |  | 1
112 | 13.7 | 1.8 |  |  |  |  | 1
113 | 13.4 | 1.5 |  |  |  |  | 1
114 | 13.6 | 1.7 |  |  |  |  | 1
115 | 14.7 | 2.8 |  |  |  |  | 1
116 | 10.1 | -1.8 |  |  |  |  | 1
117 | 9.4 | -2.5 |  |  |  |  | 1
118 | 10 | -1.9 |  |  |  |  | 1
119 | 6.3 | -5.6 |  |  |  |  | 1
120 | 4.9 | -7 |  |  |  |  | 1
121 | 4.2 | -7.7 |  |  |  |  | 1
122 | 1.6 | -10.3 |  |  |  |  | 1
123 | 2.8 | -9.1 |  |  |  |  | 1
124 | 0.9 | -11 |  |  |  |  | 1
125 | 3.6 | -8.3 |  |  |  |  | 1
126 | 3.1 | -8.8 |  |  |  |  | 1
127 | 6.8 | -5.1 |  |  |  |  | 1
128 | 5.7 | -6.2 |  |  |  |  | 1
129 | 8.4 | -3.5 |  |  |  |  | 1
130 | 6.8 | -5.1 |  |  |  |  | 1
131 | 9.7 | -2.2 |  |  |  |  | 1
132 | 11.7 | -0.2 |  |  |  |  | 1
133 | 14.7 | 2.8 |  |  |  |  | 1
134 | 11.5 | -0.4 |  |  |  |  | 1
135 | 15.3 | 3.4 |  |  |  |  | 1
136 | 15 | 3.1 |  |  |  |  | 1
137 | 16 | 4.1 |  |  |  |  | 1
138 | 14.4 | 2.5 |  |  |  |  | 1
139 | 12.6 | 0.7 |  |  |  |  | 1
140 | 10.7 | -1.2 |  |  |  |  | 1
141 | 8.4 | -3.5 |  |  |  |  | 1
142 | 8.6 | -3.3 |  |  |  |  | 1
143 | 6.6 | -5.3 |  |  |  |  | 1
144 | 7.8 | -4.1 |  |  |  |  | 1
145 | 3.3 | -8.6 |  |  |  |  | 1
146 | 3.5 | -8.4 |  |  |  |  | 1
147 | 0.6 | -11.3 |  |  |  |  | 1
148 | 1.8 | -10.1 |  |  |  |  | 1
149 | 2.8 | -9.1 |  |  |  |  | 1
150 | 4.1 | -7.8 |  |  |  |  | 1
151 | 5.8 | -6.1 |  |  |  |  | 1
152 | 5.2 | -6.7 |  |  |  |  | 1
153 | 5.4 | -6.5 |  |  |  |  | 1
154 | 8.8 | -3.1 |  |  |  |  | 1
155 | 10.5 | -1.4 |  |  |  |  | 1
156 | 11.9 | 0 |  |  |  |  | 1
157 | 11.7 | -0.2 |  |  |  |  | 1
158 | 14.8 | 2.9 |  |  |  |  | 1
159 | 14.2 | 2.3 |  |  |  |  | 1
160 | 15.1 | 3.2 |  |  |  |  | 1
161 | 15.6 | 3.7 |  |  |  |  | 1
162 | 14.2 | 2.3 |  |  |  |  | 1
163 | 12.9 | 1 |  |  |  |  | 1
164 | 13.9 | 2 |  |  |  |  | 1
165 | 10.1 | -1.8 |  |  |  |  | 1
166 | 7.9 | -4 |  |  |  |  | 1
167 | 6.9 | -5 |  |  |  |  | 1
168 | 7.1 | -4.8 |  |  |  |  | 1
169 | 4.1 | -7.8 |  |  |  |  | 1
170 | 3.7 | -8.2 |  |  |  |  | 1
171 | 3.9 | -8 |  |  |  |  | 1
172 | 1.6 | -10.3 |  |  |  |  | 1
173 | 0.4 | -11.5 |  |  |  |  | 1
174 | 3.4 | -8.5 |  |  |  |  | 1
175 | 4.3 | -7.6 |  |  |  |  | 1
176 | 4.5 | -7.4 |  |  |  |  | 1
177 | 7.7 | -4.2 |  |  |  |  | 1
178 | 9 | -2.9 |  |  |  |  | 1
179 | 8.6 | -3.3 |  |  |  |  | 1
180 | 11.9 | 0 |  |  |  |  | 1
181 | 12.3 | 0.4 |  |  |  |  | 1
182 | 11.7 | -0.2 |  |  |  |  | 1
183 | 14.6 | 2.7 |  |  |  |  | 1
184 | 14.2 | 2.3 |  |  |  |  | 1
185 | 13.1 | 1.2 |  |  |  |  | 1
186 | 14.1 | 2.2 |  |  |  |  | 1
187 | 13.1 | 1.2 |  |  |  |  | 1
188 | 10.6 | -1.3 |  |  |  |  | 1
189 | 10.3 | -1.6 |  |  |  |  | 1
190 | 9.5 | -2.4 |  |  |  |  | 1
191 | 5.8 | -6.1 |  |  |  |  | 1
192 | 5.7 | -6.2 |  |  |  |  | 1
193 | 4 | -7.9 |  |  |  |  | 1
194 | 5.7 | -6.2 |  |  |  |  | 1
195 | 0.2 | -11.7 |  |  |  |  | 1
196 | 3 | -8.9 |  |  |  |  | 1
197 | 2 | -9.9 |  |  |  |  | 1
198 | 2.9 | -9 |  |  |  |  | 1
199 | 6.2 | -5.7 |  |  |  |  | 1
200 | 5.2 | -6.7 |  |  |  |  | 1
201 | 9.3 | -2.6 |  |  |  |  | 1
202 | 7.7 | -4.2 |  |  |  |  | 1
203 | 10.2 | -1.7 |  |  |  |  | 1
204 | 10.6 | -1.3 |  |  |  |  | 1
205 | 11.6 | -0.3 |  |  |  |  | 1
206 | 13.5 | 1.6 |  |  |  |  | 1
207 | 13.7 | 1.8 |  |  |  |  | 1
208 | 14.4 | 2.5 |  |  |  |  | 1
209 | 11.5 | -0.4 |  |  |  |  | 1
210 | 15.8 | 3.9 |  |  |  |  | 1
211 | 12.2 | 0.3 |  |  |  |  | 1
212 | 13.3 | 1.4 |  |  |  |  | 1
213 | 8.5 | -3.4 |  |  |  |  | 1
214 | 8.6 | -3.3 |  |  |  |  | 1
215 | 10.4 | -1.5 |  |  |  |  | 1
216 | 4.2 | -7.7 |  |  |  |  | 1
217 | 2.1 | -9.8 |  |  |  |  | 1
218 | 2.3 | -9.6 |  |  |  |  | 1
219 | 2.9 | -9 |  |  |  |  | 1
220 | 3 | -8.9 |  |  |  |  | 1
221 | 3.9 | -8 |  |  |  |  | 1
222 | 2.7 | -9.2 |  |  |  |  | 1
223 | 2 | -9.9 |  |  |  |  | 1
224 | 4.6 | -7.3 |  |  |  |  | 1
225 | 8.1 | -3.8 |  |  |  |  | 1
226 | 8.7 | -3.2 |  |  |  |  | 1
227 | 7.4 | -4.5 |  |  |  |  | 1
228 | 11.1 | -0.8 |  |  |  |  | 1
229 | 14.1 | 2.2 |  |  |  |  | 1
230 | 15.9 | 4 |  |  |  |  | 1
231 | 14.6 | 2.7 |  |  |  |  | 1
232 | 14.5 | 2.6 |  |  |  |  | 1
233 | 12.5 | 0.6 |  |  |  |  | 1
234 | 12.4 | 0.5 |  |  |  |  | 1
235 | 12.5 | 0.6 |  |  |  |  | 1
236 | 11.8 | -0.1 |  |  |  |  | 1
237 | 10.4 | -1.5 |  |  |  |  | 1
238 | 7.6 | -4.3 |  |  |  |  | 1
239 | 5.2 | -6.7 |  |  |  |  | 1
240 | 4.2 | -7.7 |  |  |  |  | 1
241 | 2.5 | -9.5 |  |  |  |  | 1
242 | 3.7 | -8.3 |  |  |  |  | 1
243 | -0.4 | -12.4 |  |  |  |  | 1
244 | 1.7 | -10.3 |  |  |  |  | 1
245 | 2.9 | -9.1 |  |  |  |  | 1
246 | 4.8 | -7.2 |  |  |  |  | 1
247 | 4 | -8 |  |  |  |  | 1
248 | 6.3 | -5.7 |  |  |  |  | 1
249 | 6.1 | -5.9 |  |  |  |  | 1
250 | 7.2 | -4.8 |  |  |  |  | 1
251 | 8.9 | -3.1 |  |  |  |  | 1
252 | 13 | 1 |  |  |  |  | 1
253 | 13.6 | 1.6 |  |  |  |  | 1
254 | 13.9 | 1.9 |  |  |  |  | 1
255 | 17.9 | 5.9 |  |  |  |  | 1
256 | 14.1 | 2.1 |  |  |  |  | 1
257 | 14.7 | 2.7 |  |  |  |  | 1
258 | 13.7 | 1.7 |  |  |  |  | 1
259 | 12.1 | 0.1 |  |  |  |  | 1
260 | 13.9 | 1.9 |  |  |  |  | 1
261 | 11.5 | -0.5 |  |  |  |  | 1
262 | 6.5 | -5.5 |  |  |  |  | 1
263 | 6.1 | -5.9 |  |  |  |  | 1
264 | 5.6 | -6.4 |  |  |  |  | 1
265 | 4.8 | -7.2 |  |  |  |  | 1
266 | 1.3 | -10.7 |  |  |  |  | 1
267 | -0.4 | -12.4 |  |  |  |  | 1
268 | -0.2 | -12.2 |  |  |  |  | 1
269 | 2.2 | -9.8 |  |  |  |  | 1
270 | 2.8 | -9.2 |  |  |  |  | 1
271 | 4.3 | -7.7 |  |  |  |  | 1
272 | 4.2 | -7.8 |  |  |  |  | 1
273 | 5.1 | -6.9 |  |  |  |  | 1
274 | 5.7 | -6.3 |  |  |  |  | 1
275 | 10.1 | -1.9 |  |  |  |  | 1
276 | 11.6 | -0.4 |  |  |  |  | 1
277 | 13.5 | 1.5 |  |  |  |  | 1
278 | 14.3 | 2.3 |  |  |  |  | 1
279 | 13.7 | 1.7 |  |  |  |  | 1
280 | 15.7 | 3.7 |  |  |  |  | 1
281 | 13.7 | 1.7 |  |  |  |  | 1
282 | 12.5 | 0.5 |  |  |  |  | 1
283 | 11.7 | -0.3 |  |  |  |  | 1
284 | 10.4 | -1.6 |  |  |  |  | 1
285 | 7.1 | -4.9 |  |  |  |  | 1
286 | 8.3 | -3.7 |  |  |  |  | 1
287 | 6.9 | -5.1 |  |  |  |  | 1
288 | 4.7 | -7.3 |  |  |  |  | 1
289 | 3 | -9 |  |  |  |  | 1
290 | 3.3 | -8.7 |  |  |  |  | 1
291 | 4.3 | -7.7 |  |  |  |  | 1
292 | 2.1 | -9.9 |  |  |  |  | 1
293 | 1.7 | -10.3 |  |  |  |  | 1
294 | 2.2 | -9.8 |  |  |  |  | 1
295 | 3.8 | -8.2 |  |  |  |  | 1
296 | 3.6 | -8.4 |  |  |  |  | 1
297 | 6.4 | -5.6 |  |  |  |  | 1
298 | 8.2 | -3.8 |  |  |  |  | 1
299 | 11.8 | -0.2 |  |  |  |  | 1
300 | 12.2 | 0.2 |  |  |  |  | 1
301 | 13.6 | 1.6 |  |  |  |  | 1
302 | 12.4 | 0.4 |  |  |  |  | 1
303 | 14.7 | 2.7 |  |  |  |  | 1
304 | 12.7 | 0.7 |  |  |  |  | 1
305 | 14.3 | 2.3 |  |  |  |  | 1
306 | 13.8 | 1.8 |  |  |  |  | 1
307 | 11.4 | -0.6 |  |  |  |  | 1
308 | 13.5 | 1.5 |  |  |  |  | 1
309 | 10.3 | -1.7 |  |  |  |  | 1
310 | 5.8 | -6.2 |  |  |  |  | 1
311 | 7.2 | -4.8 |  |  |  |  | 1
312 | 4.6 | -7.4 |  |  |  |  | 1
313 | 3.8 | -8.2 |  |  |  |  | 1
314 | 3.4 | -8.6 |  |  |  |  | 1
315 | 2.7 | -9.3 |  |  |  |  | 1
316 | -0.4 | -12.4 |  |  |  |  | 1
317 | 0.9 | -11.1 |  |  |  |  | 1
318 | 3.8 | -8.2 |  |  |  |  | 1
319 | 5.4 | -6.6 |  |  |  |  | 1
320 | 7.3 | -4.7 |  |  |  |  | 1
321 | 8.7 | -3.3 |  |  |  |  | 1
322 | 5.6 | -6.4 |  |  |  |  | 1
323 | 10.5 | -1.5 |  |  |  |  | 1
324 | 8.8 | -3.2 |  |  |  |  | 1
325 | 14.2 | 2.2 |  |  |  |  | 1
326 | 13.6 | 1.6 |  |  |  |  | 1
327 | 12.5 | 0.5 |  |  |  |  | 1
328 | 16.5 | 4.5 |  |  |  |  | 1
329 | 14.6 | 2.6 |  |  |  |  | 1
330 | 11 | -1 |  |  |  |  | 1
331 | 12.7 | 0.7 |  |  |  |  | 1
332 | 10.2 | -1.8 |  |  |  |  | 1
333 | 9.7 | -2.3 |  |  |  |  | 1
334 | 7.5 | -4.5 |  |  |  |  | 1
335 | 8.2 | -3.8 |  |  |  |  | 1
336 | 3.4 | -8.6 |  |  |  |  | 1
337 | 4.2 | -7.8 |  |  |  |  | 1
338 | 5 | -7 |  |  |  |  | 1
339 | 1.3 | -10.7 |  |  |  |  | 1
340 | 2.3 | -9.7 |  |  |  |  | 1
341 | 2.5 | -9.5 |  |  |  |  | 1
342 | 2 | -10 |  |  |  |  | 1
343 | 4.6 | -7.4 |  |  |  |  | 1
344 | 5.2 | -6.8 |  |  |  |  | 1
345 | 5.4 | -6.6 |  |  |  |  | 1
346 | 10.2 | -1.8 |  |  |  |  | 1
347 | 10.5 | -1.5 |  |  |  |  | 1
348 | 10.8 | -1.2 |  |  |  |  | 1
349 | 11.5 | -0.5 |  |  |  |  | 1
350 | 12.3 | 0.3 |  |  |  |  | 1
351 | 15.3 | 3.3 |  |  |  |  | 1
352 | 13.9 | 1.9 |  |  |  |  | 1
353 | 14.4 | 2.4 |  |  |  |  | 1
354 | 13 | 1 |  |  |  |  | 1
355 | 13 | 1 |  |  |  |  | 1
356 | 10.9 | -1.1 |  |  |  |  | 1
357 | 10.5 | -1.5 |  |  |  |  | 1
358 | 7.8 | -4.2 |  |  |  |  | 1
359 | 7.5 | -4.5 |  |  |  |  | 1
360 | 5.8 | -6.2 |  |  |  |  | 1
361 | 3.6 | -8.4 |  |  |  |  | 1
362 | 1.8 | -10.2 |  |  |  |  | 1
363 | 1.1 | -10.9 |  |  |  |  | 1
364 | 1.1 | -10.9 |  |  |  |  | 1
365 | 1 | -11 |  |  |  |  | 1
366 | 3.9 | -8.1 |  |  |  |  | 1
367 | 3.7 | -8.3 |  |  |  |  | 1
368 | 6.9 | -5.1 |  |  |  |  | 1
369 | 9.2 | -2.8 |  |  |  |  | 1
370 | 8.1 | -3.9 |  |  |  |  | 1
371 | 7.7 | -4.3 |  |  |  |  | 1
372 | 10.6 | -1.4 |  |  |  |  | 1
373 | 12.2 | 0.2 |  |  |  |  | 1
374 | 11.4 | -0.6 |  |  |  |  | 1
375 | 13.5 | 1.5 |  |  |  |  | 1
376 | 14.4 | 2.4 |  |  |  |  | 1
377 | 13.3 | 1.3 |  |  |  |  | 1
378 | 12.3 | 0.3 |  |  |  |  | 1
379 | 11.4 | -0.6 |  |  |  |  | 1
380 | 13.2 | 1.2 |  |  |  |  | 1
381 | 9.4 | -2.6 |  |  |  |  | 1
382 | 7 | -5 |  |  |  |  | 1
383 | 6 | -6 |  |  |  |  | 1
384 | 6.2 | -5.8 |  |  |  |  | 1
385 | 2.9 | -9.1 |  |  |  |  | 1
386 | 3.4 | -8.6 |  |  |  |  | 1
387 | 3.1 | -8.9 |  |  |  |  | 1
388 | 2.9 | -9.1 |  |  |  |  | 1
389 | 3.9 | -8.1 |  |  |  |  | 1
390 | 2.2 | -9.8 |  |  |  |  | 1
391 | 5.1 | -6.9 |  |  |  |  | 1
392 | 4.1 | -7.9 |  |  |  |  | 1
393 | 6 | -6 |  |  |  |  | 1
394 | 9.4 | -2.6 |  |  |  |  | 1
395 | 10.6 | -1.4 |  |  |  |  | 1
396 | 11 | -1 |  |  |  |  | 1
397 | 10.8 | -1.2 |  |  |  |  | 1
398 | 13.9 | 1.9 |  |  |  |  | 1
399 | 13.1 | 1.1 |  |  |  |  | 1
400 | 12.9 | 0.9 |  |  |  |  | 1
401 | 13 | 1 |  |  |  |  | 1
402 | 13.5 | 1.5 |  |  |  |  | 1
403 | 9.7 | -2.3 |  |  |  |  | 1
404 | 11.4 | -0.6 |  |  |  |  | 1
405 | 9.8 | -2.2 |  |  |  |  | 1
406 | 7.3 | -4.7 |  |  |  |  | 1
407 | 7.7 | -4.3 |  |  |  |  | 1
408 | 5.7 | -6.3 |  |  |  |  | 1
409 | 3 | -9 |  |  |  |  | 1
410 | 2 | -10 |  |  |  |  | 1
411 | 3 | -9 |  |  |  |  | 1
412 | 0.2 | -11.8 |  |  |  |  | 1
413 | 1.8 | -10.2 |  |  |  |  | 1
414 | 2.1 | -9.9 |  |  |  |  | 1
415 | 3.8 | -8.2 |  |  |  |  | 1
416 | 5.3 | -6.7 |  |  |  |  | 1
417 | 6.5 | -5.5 |  |  |  |  | 1
418 | 9.4 | -2.6 |  |  |  |  | 1
419 | 9.8 | -2.2 |  |  |  |  | 1
420 | 10.6 | -1.4 |  |  |  |  | 1
421 | 10.8 | -1.2 |  |  |  |  | 1
422 | 14.1 | 2.1 |  |  |  |  | 1
423 | 14.4 | 2.4 |  |  |  |  | 1
424 | 15.7 | 3.7 |  |  |  |  | 1
425 | 12.9 | 0.9 |  |  |  |  | 1
426 | 13.2 | 1.2 |  |  |  |  | 1
427 | 12.2 | 0.2 |  |  |  |  | 1
428 | 10.9 | -1.1 |  |  |  |  | 1
429 | 9.6 | -2.4 |  |  |  |  | 1
430 | 5.9 | -6.1 |  |  |  |  | 1
431 | 7.4 | -4.6 |  |  |  |  | 1
432 | 5.8 | -6.2 |  |  |  |  | 1
433 | 5.1 | -6.9 |  |  |  |  | 1
434 | 5.5 | -6.5 |  |  |  |  | 1
435 | 1.8 | -10.2 |  |  |  |  | 1
436 | 2 | -10 |  |  |  |  | 1
437 | 2.2 | -9.8 |  |  |  |  | 1
438 | 5.1 | -6.9 |  |  |  |  | 1
439 | 1.7 | -10.3 |  |  |  |  | 1
440 | 5.6 | -6.4 |  |  |  |  | 1
441 | 4.7 | -7.3 |  |  |  |  | 1
442 | 4.9 | -7.1 |  |  |  |  | 1
443 | 7.1 | -4.9 |  |  |  |  | 1
444 | 9.3 | -2.7 |  |  |  |  | 1
445 | 13.5 | 1.5 |  |  |  |  | 1
446 | 12.2 | 0.2 |  |  |  |  | 1
447 | 13.5 | 1.5 |  |  |  |  | 1
448 | 12.6 | 0.6 |  |  |  |  | 1
449 | 14.5 | 2.5 |  |  |  |  | 1
450 | 11.9 | -0.1 |  |  |  |  | 1
451 | 13.8 | 1.8 |  |  |  |  | 1
452 | 9.8 | -2.2 |  |  |  |  | 1
453 | 8.6 | -3.4 |  |  |  |  | 1
454 | 8.1 | -3.9 |  |  |  |  | 1
455 | 6.5 | -5.5 |  |  |  |  | 1
456 | 6.7 | -5.3 |  |  |  |  | 1
457 | 3.9 | -8.1 |  |  |  |  | 1
458 | 1.4 | -10.6 |  |  |  |  | 1
459 | 1.5 | -10.5 |  |  |  |  | 1
460 | 1.3 | -10.7 |  |  |  |  | 1
461 | 3.1 | -8.9 |  |  |  |  | 1
462 | 3.3 | -8.7 |  |  |  |  | 1
463 | 3.6 | -8.4 |  |  |  |  | 1
464 | 6 | -6 |  |  |  |  | 1
465 | 5.8 | -6.2 |  |  |  |  | 1
466 | 7.8 | -4.2 |  |  |  |  | 1
467 | 9.8 | -2.2 |  |  |  |  | 1
468 | 12.8 | 0.8 |  |  |  |  | 1
469 | 12.1 | 0.1 |  |  |  |  | 1
470 | 12.8 | 0.8 |  |  |  |  | 1
471 | 12.5 | 0.5 |  |  |  |  | 1
472 | 14.8 | 2.8 |  |  |  |  | 1
473 | 13.1 | 1.1 |  |  |  |  | 1
474 | 13.6 | 1.6 |  |  |  |  | 1
475 | 10 | -2 |  |  |  |  | 1
476 | 12.3 | 0.3 |  |  |  |  | 1
477 | 8 | -4 |  |  |  |  | 1
478 | 7.1 | -4.9 |  |  |  |  | 1
479 | 7.7 | -4.3 |  |  |  |  | 1
480 | 3.4 | -8.6 |  |  |  |  | 1
481 | 3.7 | -8.3 |  |  |  |  | 1
482 | 2.9 | -9.1 |  |  |  |  | 1
483 | 1 | -11 |  |  |  |  | 1
484 | 3.6 | -8.4 |  |  |  |  | 1
485 | 4 | -8 |  |  |  |  | 1
486 | 0.4 | -11.6 |  |  |  |  | 1
487 | 2 | -10 |  |  |  |  | 1
488 | 6 | -6 |  |  |  |  | 1
489 | 4.9 | -7.1 |  |  |  |  | 1
490 | 7.5 | -4.5 |  |  |  |  | 1
491 | 9.7 | -2.3 |  |  |  |  | 1
492 | 11.8 | -0.2 |  |  |  |  | 1
493 | 12 | 0 |  |  |  |  | 1
494 | 13.3 | 1.3 |  |  |  |  | 1
495 | 12.9 | 0.9 |  |  |  |  | 1
496 | 15.6 | 3.6 |  |  |  |  | 1
497 | 13.2 | 1.2 |  |  |  |  | 1
498 | 13.6 | 1.6 |  |  |  |  | 1
499 | 11.6 | -0.4 |  |  |  |  | 1
500 | 11.1 | -0.9 |  |  |  |  | 1
501 | 9.4 | -2.6 |  |  |  |  | 1
502 | 7.8 | -4.2 |  |  |  |  | 1
503 | 5.2 | -6.8 |  |  |  |  | 1
504 | 6 | -6 |  |  |  |  | 1
505 | 5.5 | -6.5 |  |  |  |  | 1
506 | 3.1 | -8.9 |  |  |  |  | 1
507 | 3.1 | -8.9 |  |  |  |  | 1
508 | 3 | -9 |  |  |  |  | 1
509 | 3.3 | -8.7 |  |  |  |  | 1
510 | 3.2 | -8.8 |  |  |  |  | 1
511 | 4 | -8 |  |  |  |  | 1
512 | 6 | -6 |  |  |  |  | 1
513 | 6.5 | -5.5 |  |  |  |  | 1
514 | 6.8 | -5.2 |  |  |  |  | 1
515 | 9.6 | -2.4 |  |  |  |  | 1
516 | 8.7 | -3.3 |  |  |  |  | 1
517 | 12.2 | 0.2 |  |  |  |  | 1
518 | 13.7 | 1.7 |  |  |  |  | 1
519 | 15.3 | 3.3 |  |  |  |  | 1
520 | 14.2 | 2.2 |  |  |  |  | 1
521 | 14.9 | 2.9 |  |  |  |  | 1
522 | 13.2 | 1.2 |  |  |  |  | 1
523 | 11 | -1 |  |  |  |  | 1
524 | 9.3 | -2.7 |  |  |  |  | 1
525 | 8.4 | -3.6 |  |  |  |  | 1
526 | 6.4 | -5.6 |  |  |  |  | 1
527 | 7.2 | -4.8 |  |  |  |  | 1
528 | 4.8 | -7.2 |  |  |  |  | 1
529 | 4.5 | -7.5 |  |  |  |  | 1
530 | 2.9 | -9.1 |  |  |  |  | 1
531 | 3.5 | -8.5 |  |  |  |  | 1
532 | 3.3 | -8.7 |  |  |  |  | 1
533 | 1.4 | -10.6 |  |  |  |  | 1
534 | 2.5 | -9.5 |  |  |  |  | 1
535 | 3.1 | -8.9 |  |  |  |  | 1
536 | 3.1 | -8.9 |  |  |  |  | 1
537 | 7.3 | -4.7 |  |  |  |  | 1
538 | 9.4 | -2.6 |  |  |  |  | 1
539 | 9.6 | -2.4 |  |  |  |  | 1
540 | 10.4 | -1.6 |  |  |  |  | 1
541 | 13.6 | 1.6 |  |  |  |  | 1
542 | 10.4 | -1.6 |  |  |  |  | 1
543 | 14 | 2 |  |  |  |  | 1
544 | 14.2 | 2.2 |  |  |  |  | 1
545 | 13.1 | 1.1 |  |  |  |  | 1
546 | 14.9 | 2.9 |  |  |  |  | 1
547 | 13.4 | 1.4 |  |  |  |  | 1
548 | 10.7 | -1.3 |  |  |  |  | 1
549 | 9.5 | -2.5 |  |  |  |  | 1
550 | 7.6 | -4.4 |  |  |  |  | 1
551 | 5.9 | -6.1 |  |  |  |  | 1
552 | 3.4 | -8.6 |  |  |  |  | 1
553 | 5.4 | -6.6 |  |  |  |  | 1
554 | 4.1 | -7.9 |  |  |  |  | 1
555 | 3.2 | -8.8 |  |  |  |  | 1
556 | 0.7 | -11.3 |  |  |  |  | 1
557 | 4.7 | -7.3 |  |  |  |  | 1
558 | 5.2 | -6.8 |  |  |  |  | 1
559 | 4 | -8 |  |  |  |  | 1
560 | 3.9 | -8.1 |  |  |  |  | 1
561 | 5.4 | -6.6 |  |  |  |  | 1
562 | 8.5 | -3.5 |  |  |  |  | 1
563 | 8.5 | -3.5 |  |  |  |  | 1
564 | 11 | -1 |  |  |  |  | 1
565 | 13.6 | 1.6 |  |  |  |  | 1
566 | 11.4 | -0.6 |  |  |  |  | 1
567 | 16.2 | 4.2 |  |  |  |  | 1
568 | 15.9 | 3.9 |  |  |  |  | 1
569 | 12.3 | 0.3 |  |  |  |  | 1
570 | 11.5 | -0.5 |  |  |  |  | 1
571 | 11.9 | -0.1 |  |  |  |  | 1
572 | 9.8 | -2.2 |  |  |  |  | 1
573 | 9.3 | -2.7 |  |  |  |  | 1
574 | 4.9 | -7.1 |  |  |  |  | 1
575 | 6.2 | -5.8 |  |  |  |  | 1
576 | 7.2 | -4.8 |  |  |  |  | 1
577 | 2.5 | -9.5 |  |  |  |  | 1
578 | 2.5 | -9.5 |  |  |  |  | 1
579 | 0.5 | -11.5 |  |  |  |  | 1
580 | 2.8 | -9.2 |  |  |  |  | 1
581 | 2 | -10 |  |  |  |  | 1
582 | 5.2 | -6.8 |  |  |  |  | 1
583 | 4.1 | -7.9 |  |  |  |  | 1
584 | 4.6 | -7.4 |  |  |  |  | 1
585 | 7.2 | -4.8 |  |  |  |  | 1
586 | 7.4 | -4.6 |  |  |  |  | 1
587 | 8 | -4 |  |  |  |  | 1
588 | 11.4 | -0.6 |  |  |  |  | 1
589 | 12.1 | 0.1 |  |  |  |  | 1
590 | 13.4 | 1.4 |  |  |  |  | 1
591 | 14.3 | 2.3 |  |  |  |  | 1
592 | 13.4 | 1.4 |  |  |  |  | 1
593 | 14.4 | 2.4 |  |  |  |  | 1
594 | 15.3 | 3.3 |  |  |  |  | 1
595 | 11 | -1 |  |  |  |  | 1
596 | 13.1 | 1.1 |  |  |  |  | 1
597 | 9.3 | -2.7 |  |  |  |  | 1
598 | 7.1 | -4.9 |  |  |  |  | 1
599 | 9.4 | -2.6 |  |  |  |  | 1
600 | 5.2 | -6.8 |  |  |  |  | 1
601 | 5.5 | -6.5 |  |  |  |  | 1
602 | 3.9 | -8.1 |  |  |  |  | 1
603 | 0.3 | -11.7 |  |  |  |  | 1
604 | 2.2 | -9.8 |  |  |  |  | 1
605 | 1.6 | -10.4 |  |  |  |  | 1
606 | 1.3 | -10.7 |  |  |  |  | 1
607 | 1.7 | -10.3 |  |  |  |  | 1
608 | 5.2 | -6.8 |  |  |  |  | 1
609 | 7.2 | -4.8 |  |  |  |  | 1
610 | 8.5 | -3.5 |  |  |  |  | 1
611 | 9.3 | -2.7 |  |  |  |  | 1
612 | 10.1 | -1.9 |  |  |  |  | 1
613 | 11.1 | -0.9 |  |  |  |  | 1
614 | 12.6 | 0.6 |  |  |  |  | 1
615 | 12.6 | 0.6 |  |  |  |  | 1
616 | 13.8 | 1.8 |  |  |  |  | 1
617 | 13.8 | 1.8 |  |  |  |  | 1
618 | 12.2 | 0.2 |  |  |  |  | 1
619 | 12 | 0 |  |  |  |  | 1
620 | 10.2 | -1.8 |  |  |  |  | 1
621 | 9.6 | -2.4 |  |  |  |  | 1
622 | 8.7 | -3.3 |  |  |  |  | 1
623 | 6.7 | -5.3 |  |  |  |  | 1
624 | 5.6 | -6.4 |  |  |  |  | 1
625 | 1.9 | -10.1 |  |  |  |  | 1
626 | 2.4 | -9.6 |  |  |  |  | 1
627 | 2.6 | -9.4 |  |  |  |  | 1
628 | 2.9 | -9.1 |  |  |  |  | 1
629 | 0.4 | -11.6 |  |  |  |  | 1
630 | 3.1 | -8.9 |  |  |  |  | 1
631 | 5.3 | -6.7 |  |  |  |  | 1
632 | 4.9 | -7.1 |  |  |  |  | 1
633 | 6.4 | -5.6 |  |  |  |  | 1
634 | 8.6 | -3.4 |  |  |  |  | 1
635 | 9.9 | -2.1 |  |  |  |  | 1
636 | 11.9 | -0.1 |  |  |  |  | 1
637 | 12.4 | 0.4 |  |  |  |  | 1
638 | 13.5 | 1.5 |  |  |  |  | 1
639 | 12.9 | 0.9 |  |  |  |  | 1
640 | 13.9 | 1.9 |  |  |  |  | 1
641 | 15.4 | 3.4 |  |  |  |  | 1
642 | 13 | 1 |  |  |  |  | 1
643 | 12.1 | 0.1 |  |  |  |  | 1
644 | 10.5 | -1.5 |  |  |  |  | 1
645 | 10.6 | -1.4 |  |  |  |  | 1
646 | 7.1 | -4.9 |  |  |  |  | 1
647 | 7.6 | -4.4 |  |  |  |  | 1
648 | 4 | -8 |  |  |  |  | 1
649 | 2.6 | -9.4 |  |  |  |  | 1
650 | 3.2 | -8.8 |  |  |  |  | 1
651 | 2.5 | -9.5 |  |  |  |  | 1
652 | 2.5 | -9.5 |  |  |  |  | 1
653 | 3.6 | -8.4 |  |  |  |  | 1
654 | 2.4 | -9.6 |  |  |  |  | 1
655 | 4.4 | -7.6 |  |  |  |  | 1
656 | 4 | -8 |  |  |  |  | 1
657 | 8.1 | -3.9 |  |  |  |  | 1
658 | 8.9 | -3.1 |  |  |  |  | 1
659 | 10.3 | -1.7 |  |  |  |  | 1
660 | 11.3 | -0.7 |  |  |  |  | 1
661 | 11.4 | -0.6 |  |  |  |  | 1
662 | 12.9 | 0.9 |  |  |  |  | 1
663 | 14.5 | 2.5 |  |  |  |  | 1
664 | 14.1 | 2.1 |  |  |  |  | 1
665 | 14.1 | 2.1 |  |  |  |  | 1
666 | 11.7 | -0.3 |  |  |  |  | 1
667 | 12.6 | 0.6 |  |  |  |  | 1
668 | 10.3 | -1.7 |  |  |  |  | 1
669 | 8.4 | -3.6 |  |  |  |  | 1
670 | 7.9 | -4.1 |  |  |  |  | 1
671 | 4.3 | -7.7 |  |  |  |  | 1
672 | 6 | -6 |  |  |  |  | 1
673 | 4.9 | -7 |  |  |  |  | 1
674 | 2.9 | -9 |  |  |  |  | 1
675 | 1.2 | -10.7 |  |  |  |  | 1
676 | 1 | -10.9 |  |  |  |  | 1
677 | 2.2 | -9.7 |  |  |  |  | 1
678 | 0 | -11.9 |  |  |  |  | 1
679 | 4.1 | -7.8 |  |  |  |  | 1
680 | 5.9 | -6 |  |  |  |  | 1
681 | 6.2 | -5.7 |  |  |  |  | 1
682 | 7.6 | -4.3 |  |  |  |  | 1
683 | 9.9 | -2 |  |  |  |  | 1
684 | 11.6 | -0.3 |  |  |  |  | 1
685 | 13.7 | 1.8 |  |  |  |  | 1
686 | 13.4 | 1.5 |  |  |  |  | 1
687 | 13.1 | 1.2 |  |  |  |  | 1
688 | 13.6 | 1.7 |  |  |  |  | 1
689 | 14.2 | 2.3 |  |  |  |  | 1
690 | 15.2 | 3.3 |  |  |  |  | 1
691 | 12 | 0.1 |  |  |  |  | 1
692 | 9.9 | -2 |  |  |  |  | 1
693 | 8.7 | -3.2 |  |  |  |  | 1
694 | 5.6 | -6.3 |  |  |  |  | 1
695 | 7 | -4.9 |  |  |  |  | 1
696 | 3.5 | -8.4 |  |  |  |  | 1
697 | 2.5 | -9.4 |  |  |  |  | 1
698 | 0.6 | -11.3 |  |  |  |  | 1
699 | 1 | -10.9 |  |  |  |  | 1
700 | 2.9 | -9 |  |  |  |  | 1
701 | 0.8 | -11.1 |  |  |  |  | 1
702 | 0.9 | -11 |  |  |  |  | 1
703 | 4.2 | -7.7 |  |  |  |  | 1
704 | 4.8 | -7.1 |  |  |  |  | 1
705 | 7.2 | -4.7 |  |  |  |  | 1
706 | 9.1 | -2.8 |  |  |  |  | 1
707 | 9.7 | -2.2 |  |  |  |  | 1
708 | 9.6 | -2.3 |  |  |  |  | 1
709 | 12.3 | 0.4 |  |  |  |  | 1
710 | 14 | 2.1 |  |  |  |  | 1
711 | 13.3 | 1.4 |  |  |  |  | 1
712 | 12.5 | 0.6 |  |  |  |  | 1
713 | 15.3 | 3.4 |  |  |  |  | 1
714 | 12.9 | 1 |  |  |  |  | 1
715 | 11.9 | 0 |  |  |  |  | 1
716 | 11.2 | -0.7 |  |  |  |  | 1
717 | 11 | -0.9 |  |  |  |  | 1
718 | 8.5 | -3.4 |  |  |  |  | 1
719 | 6.2 | -5.7 |  |  |  |  | 1
720 | 6 | -5.9 |  |  |  |  | 1
721 | 6.6 | -5.3 |  |  |  |  | 1
722 | 4.7 | -7.2 |  |  |  |  | 1
723 | 3.2 | -8.7 |  |  |  |  | 1
724 | 0.9 | -11 |  |  |  |  | 1
725 | 6.9 | -5 |  |  |  |  | 1
726 | 1.6 | -10.3 |  |  |  |  | 1
727 | 3.5 | -8.4 |  |  |  |  | 1
728 | 4.4 | -7.5 |  |  |  |  | 1
729 | 8.6 | -3.3 |  |  |  |  | 1
730 | 8.7 | -3.2 |  |  |  |  | 1
731 | 8.1 | -3.8 |  |  |  |  | 1
732 | 11.5 | -0.4 |  |  |  |  | 1
733 | 13.1 | 1.2 |  |  |  |  | 1
734 | 13 | 1.1 |  |  |  |  | 1
735 | 12.6 | 0.7 |  |  |  |  | 1
736 | 13.4 | 1.5 |  |  |  |  | 1
737 | 13.5 | 1.6 |  |  |  |  | 1
738 | 13.4 | 1.5 |  |  |  |  | 1
739 | 11.8 | -0.1 |  |  |  |  | 1
740 | 12.1 | 0.2 |  |  |  |  | 1
741 | 8.6 | -3.3 |  |  |  |  | 1
742 | 6.1 | -5.8 |  |  |  |  | 1
743 | 5.8 | -6.1 |  |  |  |  | 1
744 | 6.8 | -5.1 |  |  |  |  | 1
745 | 3.3 | -8.6 |  |  |  |  | 1
746 | 5.9 | -6 |  |  |  |  | 1
747 | 3.1 | -8.8 |  |  |  |  | 1
748 | 0.9 | -11 |  |  |  |  | 1
749 | 1.5 | -10.4 |  |  |  |  | 1
750 | 3.4 | -8.5 |  |  |  |  | 1
751 | 2.6 | -9.3 |  |  |  |  | 1
752 | 8.1 | -3.8 |  |  |  |  | 1
753 | 5.5 | -6.4 |  |  |  |  | 1
754 | 9.1 | -2.8 |  |  |  |  | 1
755 | 11.6 | -0.3 |  |  |  |  | 1
756 | 11.1 | -0.8 |  |  |  |  | 1
757 | 11.3 | -0.6 |  |  |  |  | 1
758 | 13.1 | 1.2 |  |  |  |  | 1
759 | 14.5 | 2.6 |  |  |  |  | 1
760 | 15.3 | 3.4 |  |  |  |  | 1
761 | 14.1 | 2.2 |  |  |  |  | 1
762 | 11.8 | -0.1 |  |  |  |  | 1
763 | 12.6 | 0.7 |  |  |  |  | 1
764 | 10.5 | -1.4 |  |  |  |  | 1
765 | 7.2 | -4.7 |  |  |  |  | 1
766 | 7.4 | -4.5 |  |  |  |  | 1
767 | 5 | -6.9 |  |  |  |  | 1
768 | 6 | -5.9 |  |  |  |  | 1
769 | 6.4 | -5.5 |  |  |  |  | 1
770 | 5.3 | -6.6 |  |  |  |  | 1
771 | 1.8 | -10.1 |  |  |  |  | 1
772 | 1.7 | -10.2 |  |  |  |  | 1
773 | 3.3 | -8.6 |  |  |  |  | 1
774 | 4.4 | -7.5 |  |  |  |  | 1
775 | 3.6 | -8.3 |  |  |  |  | 1
776 | 5.1 | -6.8 |  |  |  |  | 1
777 | 9.4 | -2.5 |  |  |  |  | 1
778 | 8.2 | -3.7 |  |  |  |  | 1
779 | 9.3 | -2.6 |  |  |  |  | 1
780 | 11.5 | -0.4 |  |  |  |  | 1
781 | 13.2 | 1.3 |  |  |  |  | 1
782 | 12.3 | 0.4 |  |  |  |  | 1
783 | 13.8 | 1.9 |  |  |  |  | 1
784 | 12.9 | 1 |  |  |  |  | 1
785 | 13.8 | 1.9 |  |  |  |  | 1
786 | 15.8 | 3.9 |  |  |  |  | 1
787 | 13.4 | 1.5 |  |  |  |  | 1
788 | 11.2 | -0.7 |  |  |  |  | 1
789 | 8.7 | -3.2 |  |  |  |  | 1
790 | 7.9 | -4 |  |  |  |  | 1
791 | 8 | -3.9 |  |  |  |  | 1
792 | 4.6 | -7.3 |  |  |  |  | 1
793 | 5.9 | -6 |  |  |  |  | 1
794 | 1.5 | -10.4 |  |  |  |  | 1
795 | 2.2 | -9.7 |  |  |  |  | 1
796 | 4.5 | -7.4 |  |  |  |  | 1
797 | 0.2 | -11.7 |  |  |  |  | 1
798 | 4.6 | -7.3 |  |  |  |  | 1
799 | 1.9 | -10 |  |  |  |  | 1
800 | 5.3 | -6.6 |  |  |  |  | 1
801 | 6.6 | -5.3 |  |  |  |  | 1
802 | 9.3 | -2.6 |  |  |  |  | 1
803 | 6.1 | -5.8 |  |  |  |  | 1
804 | 9.1 | -2.8 |  |  |  |  | 1
805 | 11.9 | 0 |  |  |  |  | 1
806 | 13.6 | 1.7 |  |  |  |  | 1
807 | 13.1 | 1.2 |  |  |  |  | 1
808 | 14.1 | 2.2 |  |  |  |  | 1
809 | 12.7 | 0.8 |  |  |  |  | 1
810 | 13.1 | 1.2 |  |  |  |  | 1
811 | 11.6 | -0.3 |  |  |  |  | 1
812 | 11.7 | -0.2 |  |  |  |  | 1
813 | 10.6 | -1.3 |  |  |  |  | 1
814 | 10.1 | -1.8 |  |  |  |  | 1
815 | 6 | -5.9 |  |  |  |  | 1
816 | 5 | -6.9 |  |  |  |  | 1
817 | 4.2 | -7.7 |  |  |  |  | 1
818 | 2.9 | -9 |  |  |  |  | 1
819 | 2.6 | -9.3 |  |  |  |  | 1
820 | 0.5 | -11.4 |  |  |  |  | 1
821 | 3.1 | -8.8 |  |  |  |  | 1
822 | 2.1 | -9.8 |  |  |  |  | 1
823 | 3 | -8.9 |  |  |  |  | 1
824 | 3.5 | -8.4 |  |  |  |  | 1
825 | 8.3 | -3.6 |  |  |  |  | 1
826 | 8.2 | -3.7 |  |  |  |  | 1
827 | 11.3 | -0.6 |  |  |  |  | 1
828 | 11.7 | -0.2 |  |  |  |  | 1
829 | 10.6 | -1.3 |  |  |  |  | 1
830 | 12.3 | 0.4 |  |  |  |  | 1
831 | 15.1 | 3.2 |  |  |  |  | 1
832 | 13.5 | 1.6 |  |  |  |  | 1
833 | 12.9 | 1 |  |  |  |  | 1
834 | 13.4 | 1.5 |  |  |  |  | 1
835 | 12.4 | 0.5 |  |  |  |  | 1
836 | 10.2 | -1.7 |  |  |  |  | 1
837 | 9.6 | -2.3 |  |  |  |  | 1
838 | 7.8 | -4.1 |  |  |  |  | 1
839 | 3.8 | -8.1 |  |  |  |  | 1
840 | 6 | -5.9 |  |  |  |  | 1
841 | 3.3 | -8.5 |  |  |  |  | 1
842 | 4.8 | -7 |  |  |  |  | 1
843 | 1.3 | -10.5 |  |  |  |  | 1
844 | 0.6 | -11.2 |  |  |  |  | 1
845 | 4.1 | -7.7 |  |  |  |  | 1
846 | 1.4 | -10.4 |  |  |  |  | 1
847 | 3.5 | -8.3 |  |  |  |  | 1
848 | 6.2 | -5.6 |  |  |  |  | 1
849 | 6.5 | -5.3 |  |  |  |  | 1
850 | 6.5 | -5.3 |  |  |  |  | 1
851 | 10.2 | -1.6 |  |  |  |  | 1
852 | 11.2 | -0.6 |  |  |  |  | 1
853 | 14.2 | 2.4 |  |  |  |  | 1
854 | 14.4 | 2.6 |  |  |  |  | 1
855 | 17.9 | 6.1 |  |  |  |  | 1
856 | 12.5 | 0.7 |  |  |  |  | 1
857 | 14.2 | 2.4 |  |  |  |  | 1
858 | 12.4 | 0.6 |  |  |  |  | 1
859 | 14.1 | 2.3 |  |  |  |  | 1
860 | 12.5 | 0.7 |  |  |  |  | 1
861 | 10.9 | -0.9 |  |  |  |  | 1
862 | 7.5 | -4.3 |  |  |  |  | 1
863 | 6 | -5.8 |  |  |  |  | 1
864 | 3 | -8.8 |  |  |  |  | 1
865 | 6.3 | -5.5 |  |  |  |  | 1
866 | 3.9 | -7.9 |  |  |  |  | 1
867 | 2.4 | -9.4 |  |  |  |  | 1
868 | 3.6 | -8.2 |  |  |  |  | 1
869 | 3.6 | -8.2 |  |  |  |  | 1
870 | 4.5 | -7.3 |  |  |  |  | 1
871 | 2.3 | -9.5 |  |  |  |  | 1
872 | 4.7 | -7.1 |  |  |  |  | 1
873 | 7.2 | -4.6 |  |  |  |  | 1
874 | 9 | -2.8 |  |  |  |  | 1
875 | 11.2 | -0.6 |  |  |  |  | 1
876 | 10.3 | -1.5 |  |  |  |  | 1
877 | 12.9 | 1.1 |  |  |  |  | 1
878 | 16.4 | 4.6 |  |  |  |  | 1
879 | 15.2 | 3.4 |  |  |  |  | 1
880 | 15.6 | 3.8 |  |  |  |  | 1
881 | 14.3 | 2.5 |  |  |  |  | 1
882 | 14.6 | 2.8 |  |  |  |  | 1
883 | 14.9 | 3.1 |  |  |  |  | 1
884 | 11.7 | -0.1 |  |  |  |  | 1
885 | 11.5 | -0.3 |  |  |  |  | 1
886 | 7.5 | -4.3 |  |  |  |  | 1
887 | 7.7 | -4.1 |  |  |  |  | 1
888 | 6.6 | -5.2 |  |  |  |  | 1
889 | 3.4 | -8.4 |  |  |  |  | 1
890 | 4.7 | -7.1 |  |  |  |  | 1
891 | 2 | -9.8 |  |  |  |  | 1
892 | 1.6 | -10.2 |  |  |  |  | 1
893 | 2.8 | -9 |  |  |  |  | 1
894 | 5.7 | -6.1 |  |  |  |  | 1
895 | 4.7 | -7.1 |  |  |  |  | 1
896 | 6.7 | -5.1 |  |  |  |  | 1
897 | 6.2 | -5.6 |  |  |  |  | 1
898 | 8.7 | -3.1 |  |  |  |  | 1
899 | 8.7 | -3.1 |  |  |  |  | 1
900 | 10.9 | -0.9 |  |  |  |  | 1
901 | 13.8 | 2 |  |  |  |  | 1
902 | 13.7 | 1.9 |  |  |  |  | 1
903 | 16.1 | 4.3 |  |  |  |  | 1
904 | 14.3 | 2.5 |  |  |  |  | 1
905 | 14.1 | 2.3 |  |  |  |  | 1
906 | 15.3 | 3.5 |  |  |  |  | 1
907 | 12.1 | 0.3 |  |  |  |  | 1
908 | 9.8 | -2 |  |  |  |  | 1
909 | 11.7 | -0.1 |  |  |  |  | 1
910 | 9.1 | -2.7 |  |  |  |  | 1
911 | 4.4 | -7.4 |  |  |  |  | 1
912 | 5.6 | -6.2 |  |  |  |  | 1
913 | 3.9 | -7.9 |  |  |  |  | 1
914 | 5.6 | -6.2 |  |  |  |  | 1
915 | 2 | -9.8 |  |  |  |  | 1
916 | 2 | -9.8 |  |  |  |  | 1
917 | 1.8 | -10 |  |  |  |  | 1
918 | 2.2 | -9.6 |  |  |  |  | 1
919 | 3.6 | -8.2 |  |  |  |  | 1
920 | 3.9 | -7.9 |  |  |  |  | 1
921 | 5.9 | -5.9 |  |  |  |  | 1
922 | 6.7 | -5.1 |  |  |  |  | 1
923 | 8.4 | -3.4 |  |  |  |  | 1
924 | 9.8 | -2 |  |  |  |  | 1
925 | 12.3 | 0.5 |  |  |  |  | 1
926 | 13 | 1.2 |  |  |  |  | 1
927 | 13 | 1.2 |  |  |  |  | 1
928 | 15.2 | 3.4 |  |  |  |  | 1
929 | 14.4 | 2.6 |  |  |  |  | 1
930 | 13.3 | 1.5 |  |  |  |  | 1
931 | 12.3 | 0.5 |  |  |  |  | 1
932 | 13.6 | 1.8 |  |  |  |  | 1
933 | 10.5 | -1.3 |  |  |  |  | 1
934 | 9.2 | -2.6 |  |  |  |  | 1
935 | 4 | -7.8 |  |  |  |  | 1
936 | 4.9 | -6.9 |  |  |  |  | 1
937 | 1.9 | -9.9 |  |  |  |  | 1
938 | 3 | -8.8 |  |  |  |  | 1
939 | 3.4 | -8.4 |  |  |  |  | 1
940 | 1.9 | -9.9 |  |  |  |  | 1
941 | 3.5 | -8.3 |  |  |  |  | 1
942 | 2.3 | -9.5 |  |  |  |  | 1
943 | 5.2 | -6.6 |  |  |  |  | 1
944 | 3.9 | -7.9 |  |  |  |  | 1
945 | 6.9 | -4.9 |  |  |  |  | 1
946 | 9.2 | -2.6 |  |  |  |  | 1
947 | 10.9 | -0.9 |  |  |  |  | 1
948 | 11.6 | -0.2 |  |  |  |  | 1
949 | 15.3 | 3.5 |  |  |  |  | 1
950 | 13.4 | 1.6 |  |  |  |  | 1
951 | 14 | 2.2 |  |  |  |  | 1
952 | 11.4 | -0.4 |  |  |  |  | 1
953 | 16.6 | 4.8 |  |  |  |  | 1
954 | 13.5 | 1.7 |  |  |  |  | 1
955 | 11.6 | -0.2 |  |  |  |  | 1
956 | 13.3 | 1.5 |  |  |  |  | 1
957 | 11.8 | 0 |  |  |  |  | 1
958 | 8.9 | -2.9 |  |  |  |  | 1
959 | 5.4 | -6.4 |  |  |  |  | 1
960 | 6.2 | -5.6 |  |  |  |  | 1
961 | 3.8 | -7.9 |  |  |  |  | 1
962 | 2.2 | -9.5 |  |  |  |  | 1
963 | 4.3 | -7.4 |  |  |  |  | 1
964 | 0.2 | -11.5 |  |  |  |  | 1
965 | 3.7 | -8 |  |  |  |  | 1
966 | 4.1 | -7.6 |  |  |  |  | 1
967 | 7 | -4.7 |  |  |  |  | 1
968 | 6.2 | -5.5 |  |  |  |  | 1
969 | 4.8 | -6.9 |  |  |  |  | 1
970 | 7.8 | -3.9 |  |  |  |  | 1
971 | 10.4 | -1.3 |  |  |  |  | 1
972 | 12.2 | 0.5 |  |  |  |  | 1
973 | 14.2 | 2.5 |  |  |  |  | 1
974 | 11.6 | -0.1 |  |  |  |  | 1
975 | 14.2 | 2.5 |  |  |  |  | 1
976 | 16 | 4.3 |  |  |  |  | 1
977 | 16.4 | 4.7 |  |  |  |  | 1
978 | 16.2 | 4.5 |  |  |  |  | 1
979 | 12.6 | 0.9 |  |  |  |  | 1
980 | 13.1 | 1.4 |  |  |  |  | 1
981 | 12.4 | 0.7 |  |  |  |  | 1
982 | 10.2 | -1.5 |  |  |  |  | 1
983 | 8.1 | -3.6 |  |  |  |  | 1
984 | 6.8 | -4.9 |  |  |  |  | 1
985 | 3.7 | -8 |  |  |  |  | 1
986 | 1.9 | -9.8 |  |  |  |  | 1
987 | 4.3 | -7.4 |  |  |  |  | 1
988 | 2.5 | -9.2 |  |  |  |  | 1
989 | 3 | -8.7 |  |  |  |  | 1
990 | 3 | -8.7 |  |  |  |  | 1
991 | 4.2 | -7.5 |  |  |  |  | 1
992 | 6.1 | -5.6 |  |  |  |  | 1
993 | 6.1 | -5.6 |  |  |  |  | 1
994 | 9 | -2.7 |  |  |  |  | 1
995 | 10.7 | -1 |  |  |  |  | 1
996 | 11.8 | 0.1 |  |  |  |  | 1
997 | 12.2 | 0.5 |  |  |  |  | 1
998 | 15 | 3.3 |  |  |  |  | 1
999 | 16.9 | 5.2 |  |  |  |  | 1
1000 | 14.1 | 2.4 |  |  |  |  | 1
1001 | 16.1 | 4.4 |  |  |  |  | 1
1002 | 15.1 | 3.4 |  |  |  |  | 1
1003 | 9.9 | -1.8 |  |  |  |  | 1
1004 | 11 | -0.7 |  |  |  |  | 1
1005 | 9.7 | -2 |  |  |  |  | 1
1006 | 9.8 | -1.9 |  |  |  |  | 1
1007 | 7.5 | -4.2 |  |  |  |  | 1
1008 | 6.4 | -5.3 |  |  |  |  | 1
1009 | 5.5 | -6.2 |  |  |  |  | 1
1010 | 2.7 | -9 |  |  |  |  | 1
1011 | 2.3 | -9.4 |  |  |  |  | 1
1012 | 1.5 | -10.2 |  |  |  |  | 1
1013 | 2.9 | -8.8 |  |  |  |  | 1
1014 | 3.6 | -8.1 |  |  |  |  | 1
1015 | 4.9 | -6.8 |  |  |  |  | 1
1016 | 5.1 | -6.6 |  |  |  |  | 1
1017 | 8.5 | -3.2 |  |  |  |  | 1
1018 | 10 | -1.7 |  |  |  |  | 1
1019 | 12.4 | 0.7 |  |  |  |  | 1
1020 | 12.8 | 1.1 |  |  |  |  | 1
1021 | 13.4 | 1.7 |  |  |  |  | 1
1022 | 15 | 3.3 |  |  |  |  | 1
1023 | 15.5 | 3.8 |  |  |  |  | 1
1024 | 14.2 | 2.5 |  |  |  |  | 1
1025 | 16.3 | 4.6 |  |  |  |  | 1
1026 | 16.2 | 4.5 |  |  |  |  | 1
1027 | 15.6 | 3.9 |  |  |  |  | 1
1028 | 12 | 0.3 |  |  |  |  | 1
1029 | 10.9 | -0.8 |  |  |  |  | 1
1030 | 9.4 | -2.3 |  |  |  |  | 1
1031 | 7.4 | -4.3 |  |  |  |  | 1
1032 | 6.7 | -5 |  |  |  |  | 1
1033 | 4.6 | -7.1 |  |  |  |  | 1
1034 | 3.6 | -8.1 |  |  |  |  | 1
1035 | 5.3 | -6.4 |  |  |  |  | 1
1036 | 3.2 | -8.5 |  |  |  |  | 1
1037 | 3.3 | -8.4 |  |  |  |  | 1
1038 | 4.9 | -6.8 |  |  |  |  | 1
1039 | 5 | -6.7 |  |  |  |  | 1
1040 | 6.4 | -5.3 |  |  |  |  | 1
1041 | 7.4 | -4.3 |  |  |  |  | 1
1042 | 7.6 | -4.1 |  |  |  |  | 1
1043 | 10.5 | -1.2 |  |  |  |  | 1
1044 | 10.7 | -1 |  |  |  |  | 1
1045 | 13.5 | 1.8 |  |  |  |  | 1
1046 | 12.8 | 1.1 |  |  |  |  | 1
1047 | 15.9 | 4.2 |  |  |  |  | 1
1048 | 15.9 | 4.2 |  |  |  |  | 1
1049 | 15.2 | 3.5 |  |  |  |  | 1
1050 | 14.1 | 2.4 |  |  |  |  | 1
1051 | 13.8 | 2.1 |  |  |  |  | 1
1052 | 9.7 | -2 |  |  |  |  | 1
1053 | 9.3 | -2.4 |  |  |  |  | 1
1054 | 8.9 | -2.8 |  |  |  |  | 1
1055 | 7.9 | -3.8 |  |  |  |  | 1
1056 | 5.9 | -5.8 |  |  |  |  | 1
1057 | 3.7 | -7.9 |  |  |  |  | 1
1058 | 4.1 | -7.5 |  |  |  |  | 1
1059 | 2.8 | -8.8 |  |  |  |  | 1
1060 | 1.8 | -9.8 |  |  |  |  | 1
1061 | 3.7 | -7.9 |  |  |  |  | 1
1062 | 3.7 | -7.9 |  |  |  |  | 1
1063 | 6.3 | -5.3 |  |  |  |  | 1
1064 | 6.9 | -4.7 |  |  |  |  | 1
1065 | 8.4 | -3.2 |  |  |  |  | 1
1066 | 9.5 | -2.1 |  |  |  |  | 1
1067 | 9.7 | -1.9 |  |  |  |  | 1
1068 | 11 | -0.6 |  |  |  |  | 1
1069 | 11.6 | 0 |  |  |  |  | 1
1070 | 17.8 | 6.2 |  |  |  |  | 1
1071 | 13.6 | 2 |  |  |  |  | 1
1072 | 14.9 | 3.3 |  |  |  |  | 1
1073 | 14.5 | 2.9 |  |  |  |  | 1
1074 | 14 | 2.4 |  |  |  |  | 1
1075 | 12.7 | 1.1 |  |  |  |  | 1
1076 | 9.9 | -1.7 |  |  |  |  | 1
1077 | 9.5 | -2.1 |  |  |  |  | 1
1078 | 7.4 | -4.2 |  |  |  |  | 1
1079 | 7.4 | -4.2 |  |  |  |  | 1
1080 | 5.3 | -6.3 |  |  |  |  | 1
1081 | 4.1 | -7.5 |  |  |  |  | 1
1082 | 4.3 | -7.3 |  |  |  |  | 1
1083 | 2.7 | -8.9 |  |  |  |  | 1
1084 | 4.3 | -7.3 |  |  |  |  | 1
1085 | 2.9 | -8.7 |  |  |  |  | 1
1086 | 4.3 | -7.3 |  |  |  |  | 1
1087 | 3.4 | -8.2 |  |  |  |  | 1
1088 | 7 | -4.6 |  |  |  |  | 1
1089 | 7.2 | -4.4 |  |  |  |  | 1
1090 | 9.7 | -1.9 |  |  |  |  | 1
1091 | 11.2 | -0.4 |  |  |  |  | 1
1092 | 12 | 0.4 |  |  |  |  | 1
1093 | 13.7 | 2.1 |  |  |  |  | 1
1094 | 13.9 | 2.3 |  |  |  |  | 1
1095 | 16.6 | 5 |  |  |  |  | 1
1096 | 16.3 | 4.7 |  |  |  |  | 1
1097 | 15.6 | 4 |  |  |  |  | 1
1098 | 13 | 1.4 |  |  |  |  | 1
1099 | 12.1 | 0.5 |  |  |  |  | 1
1100 | 11.4 | -0.2 |  |  |  |  | 1
1101 | 10.5 | -1.1 |  |  |  |  | 1
1102 | 9.7 | -1.9 |  |  |  |  | 1
1103 | 6.6 | -5 |  |  |  |  | 1
1104 | 7.6 | -4 |  |  |  |  | 1
1105 | 5.1 | -6.5 |  |  |  |  | 1
1106 | 1.7 | -9.9 |  |  |  |  | 1
1107 | 2.9 | -8.7 |  |  |  |  | 1
1108 | 0.2 | -11.4 |  |  |  |  | 1
1109 | 2.6 | -9 |  |  |  |  | 1
1110 | 3.4 | -8.2 |  |  |  |  | 1
1111 | 4.3 | -7.3 |  |  |  |  | 1
1112 | 5.9 | -5.7 |  |  |  |  | 1
1113 | 7.3 | -4.3 |  |  |  |  | 1
1114 | 8.6 | -3 |  |  |  |  | 1
1115 | 12.7 | 1.1 |  |  |  |  | 1
1116 | 13.8 | 2.2 |  |  |  |  | 1
1117 | 12.2 | 0.6 |  |  |  |  | 1
1118 | 16 | 4.4 |  |  |  |  | 1
1119 | 13.1 | 1.5 |  |  |  |  | 1
1120 | 14.3 | 2.7 |  |  |  |  | 1
1121 | 16.9 | 5.3 |  |  |  |  | 1
1122 | 11.8 | 0.2 |  |  |  |  | 1
1123 | 14.2 | 2.6 |  |  |  |  | 1
1124 | 10.8 | -0.8 |  |  |  |  | 1
1125 | 10.7 | -0.9 |  |  |  |  | 1
1126 | 9.1 | -2.5 |  |  |  |  | 1
1127 | 9.8 | -1.8 |  |  |  |  | 1
1128 | 5.3 | -6.3 |  |  |  |  | 1
1129 | 5.1 | -6.4 |  |  |  |  | 1
1130 | 4.9 | -6.6 |  |  |  |  | 1
1131 | 3.3 | -8.2 |  |  |  |  | 1
1132 | 2.4 | -9.1 |  |  |  |  | 1
1133 | 3.5 | -8 |  |  |  |  | 1
1134 | 4.3 | -7.2 |  |  |  |  | 1
1135 | 6.2 | -5.3 |  |  |  |  | 1
1136 | 5.3 | -6.2 |  |  |  |  | 1
1137 | 7.3 | -4.2 |  |  |  |  | 1
1138 | 9.8 | -1.7 |  |  |  |  | 1
1139 | 10.7 | -0.8 |  |  |  |  | 1
1140 | 12.2 | 0.7 |  |  |  |  | 1
1141 | 13.6 | 2.1 |  |  |  |  | 1
1142 | 13.8 | 2.3 |  |  |  |  | 1
1143 | 14.2 | 2.7 |  |  |  |  | 1
1144 | 15.9 | 4.4 |  |  |  |  | 1
1145 | 13.9 | 2.4 |  |  |  |  | 1
1146 | 16 | 4.5 |  |  |  |  | 1
1147 | 13.9 | 2.4 |  |  |  |  | 1
1148 | 10.9 | -0.6 |  |  |  |  | 1
1149 | 11.3 | -0.2 |  |  |  |  | 1
1150 | 9.6 | -1.9 |  |  |  |  | 1
1151 | 8.8 | -2.7 |  |  |  |  | 1
1152 | 7.8 | -3.7 |  |  |  |  | 1
1153 | 4.8 | -6.7 |  |  |  |  | 1
1154 | 3.4 | -8.1 |  |  |  |  | 1
1155 | 3 | -8.5 |  |  |  |  | 1
1156 | 2.3 | -9.2 |  |  |  |  | 1
1157 | 2.8 | -8.7 |  |  |  |  | 1
1158 | 4.6 | -6.9 |  |  |  |  | 1
1159 | 5.3 | -6.2 |  |  |  |  | 1
1160 | 5.9 | -5.6 |  |  |  |  | 1
1161 | 7.1 | -4.4 |  |  |  |  | 1
1162 | 9.9 | -1.6 |  |  |  |  | 1
1163 | 10.4 | -1.1 |  |  |  |  | 1
1164 | 11.2 | -0.3 |  |  |  |  | 1
1165 | 13.5 | 2 |  |  |  |  | 1
1166 | 14.4 | 2.9 |  |  |  |  | 1
1167 | 14 | 2.5 |  |  |  |  | 1
1168 | 16.5 | 5 |  |  |  |  | 1
1169 | 16.3 | 4.8 |  |  |  |  | 1
1170 | 14.7 | 3.2 |  |  |  |  | 1
1171 | 13.9 | 2.4 |  |  |  |  | 1
1172 | 13.1 | 1.6 |  |  |  |  | 1
1173 | 11 | -0.5 |  |  |  |  | 1
1174 | 10.6 | -0.9 |  |  |  |  | 1
1175 | 9.9 | -1.6 |  |  |  |  | 1
1176 | 6.6 | -4.9 |  |  |  |  | 1
1177 | 5.9 | -5.6 |  |  |  |  | 1
1178 | 5.4 | -6.1 |  |  |  |  | 1
1179 | 3.4 | -8.1 |  |  |  |  | 1
1180 | 2.2 | -9.3 |  |  |  |  | 1
1181 | 4.9 | -6.6 |  |  |  |  | 1
1182 | 2.5 | -9 |  |  |  |  | 1
1183 | 7.5 | -4 |  |  |  |  | 1
1184 | 7.6 | -3.9 |  |  |  |  | 1
1185 | 8.3 | -3.2 |  |  |  |  | 1
1186 | 9.7 | -1.8 |  |  |  |  | 1
1187 | 13.2 | 1.7 |  |  |  |  | 1
1188 | 11.5 | 0 |  |  |  |  | 1
1189 | 12.4 | 0.9 |  |  |  |  | 1
1190 | 14.1 | 2.6 |  |  |  |  | 1
1191 | 15.1 | 3.6 |  |  |  |  | 1
1192 | 14.4 | 2.9 |  |  |  |  | 1
1193 | 15.6 | 4.1 |  |  |  |  | 1
1194 | 14.9 | 3.4 |  |  |  |  | 1
1195 | 12.9 | 1.4 |  |  |  |  | 1
1196 | 14.5 | 3 |  |  |  |  | 1
1197 | 9.5 | -2 |  |  |  |  | 1
1198 | 8.1 | -3.4 |  |  |  |  | 1
1199 | 8.5 | -3 |  |  |  |  | 1
1200 | 6.3 | -5.2 |  |  |  |  | 1
1201 | 6 | -5.4 |  |  |  |  | 1
1202 | 3.8 | -7.6 |  |  |  |  | 1
1203 | 2.7 | -8.7 |  |  |  |  | 1
1204 | 2.9 | -8.5 |  |  |  |  | 1
1205 | 3.1 | -8.3 |  |  |  |  | 1
1206 | 5.1 | -6.3 |  |  |  |  | 1
1207 | 4.9 | -6.5 |  |  |  |  | 1
1208 | 7.6 | -3.8 |  |  |  |  | 1
1209 | 8.8 | -2.6 |  |  |  |  | 1
1210 | 10.9 | -0.5 |  |  |  |  | 1
1211 | 12.3 | 0.9 |  |  |  |  | 1
1212 | 13.6 | 2.2 |  |  |  |  | 1
1213 | 14.9 | 3.5 |  |  |  |  | 1
1214 | 14.3 | 2.9 |  |  |  |  | 1
1215 | 15.2 | 3.8 |  |  |  |  | 1
1216 | 13.5 | 2.1 |  |  |  |  | 1
1217 | 15.8 | 4.4 |  |  |  |  | 1
1218 | 14.1 | 2.7 |  |  |  |  | 1
1219 | 14.4 | 3 |  |  |  |  | 1
1220 | 13.3 | 1.9 |  |  |  |  | 1
1221 | 9.6 | -1.8 |  |  |  |  | 1
1222 | 8.5 | -2.9 |  |  |  |  | 1
1223 | 7.7 | -3.7 |  |  |  |  | 1
1224 | 6.1 | -5.3 |  |  |  |  | 1
1225 | 5.8 | -5.6 |  |  |  |  | 1
1226 | 3.2 | -8.2 |  |  |  |  | 1
1227 | 4.1 | -7.3 |  |  |  |  | 1
1228 | 1.8 | -9.6 |  |  |  |  | 1
1229 | 1.4 | -10 |  |  |  |  | 1
1230 | 5.5 | -5.9 |  |  |  |  | 1
1231 | 4 | -7.4 |  |  |  |  | 1
1232 | 6.1 | -5.3 |  |  |  |  | 1
1233 | 6.5 | -4.9 |  |  |  |  | 1
1234 | 8.1 | -3.3 |  |  |  |  | 1
1235 | 10.9 | -0.5 |  |  |  |  | 1
1236 | 12.3 | 0.9 |  |  |  |  | 1
1237 | 15.2 | 3.8 |  |  |  |  | 1
1238 | 15.5 | 4.1 |  |  |  |  | 1
1239 | 15.3 | 3.9 |  |  |  |  | 1
1240 | 16.7 | 5.3 |  |  |  |  | 1
1241 | 16.9 | 5.5 |  |  |  |  | 1
1242 | 15.5 | 4.1 |  |  |  |  | 1
1243 | 13.6 | 2.2 |  |  |  |  | 1
1244 | 14 | 2.6 |  |  |  |  | 1
1245 | 13.5 | 2.1 |  |  |  |  | 1
1246 | 10.6 | -0.8 |  |  |  |  | 1
1247 | 10.4 | -1 |  |  |  |  | 1
1248 | 7.9 | -3.5 |  |  |  |  | 1
1249 | 6.7 | -4.7 |  |  |  |  | 1
1250 | 3.4 | -8 |  |  |  |  | 1
1251 | 2.8 | -8.6 |  |  |  |  | 1
1252 | 3.9 | -7.5 |  |  |  |  | 1
1253 | 2.1 | -9.3 |  |  |  |  | 1
1254 | 4 | -7.4 |  |  |  |  | 1
1255 | 6.7 | -4.7 |  |  |  |  | 1
1256 | 6.1 | -5.3 |  |  |  |  | 1
1257 | 9 | -2.4 |  |  |  |  | 1
1258 | 8.3 | -3.1 |  |  |  |  | 1
1259 | 10.9 | -0.5 |  |  |  |  | 1
1260 | 14.1 | 2.7 |  |  |  |  | 1
1261 | 14.4 | 3 |  |  |  |  | 1
1262 | 15.5 | 4.1 |  |  |  |  | 1
1263 | 17.8 | 6.4 |  |  |  |  | 1
1264 | 17.5 | 6.1 |  |  |  |  | 1
1265 | 14.7 | 3.3 |  |  |  |  | 1
1266 | 16.7 | 5.3 |  |  |  |  | 1
1267 | 13.4 | 2 |  |  |  |  | 1
1268 | 12.9 | 1.5 |  |  |  |  | 1
1269 | 11.5 | 0.1 |  |  |  |  | 1
1270 | 11.2 | -0.2 |  |  |  |  | 1
1271 | 7 | -4.4 |  |  |  |  | 1
1272 | 7.5 | -3.9 |  |  |  |  | 1
1273 | 6.4 | -4.9 |  |  |  |  | 1
1274 | 5.8 | -5.5 |  |  |  |  | 1
1275 | 4 | -7.3 |  |  |  |  | 1
1276 | 5.2 | -6.1 |  |  |  |  | 1
1277 | 3.4 | -7.9 |  |  |  |  | 1
1278 | 6.2 | -5.1 |  |  |  |  | 1
1279 | 6.2 | -5.1 |  |  |  |  | 1
1280 | 5.3 | -6 |  |  |  |  | 1
1281 | 9 | -2.3 |  |  |  |  | 1
1282 | 10.2 | -1.1 |  |  |  |  | 1
1283 | 11.2 | -0.1 |  |  |  |  | 1
1284 | 12.1 | 0.8 |  |  |  |  | 1
1285 | 14 | 2.7 |  |  |  |  | 1
1286 | 13.5 | 2.2 |  |  |  |  | 1
1287 | 17.9 | 6.6 |  |  |  |  | 1
1288 | 14.7 | 3.4 |  |  |  |  | 1
1289 | 15 | 3.7 |  |  |  |  | 1
1290 | 16.6 | 5.3 |  |  |  |  | 1
1291 | 15 | 3.7 |  |  |  |  | 1
1292 | 13.9 | 2.6 |  |  |  |  | 1
1293 | 13.4 | 2.1 |  |  |  |  | 1
1294 | 9.7 | -1.6 |  |  |  |  | 1
1295 | 7.2 | -4.1 |  |  |  |  | 1
1296 | 8 | -3.3 |  |  |  |  | 1
1297 | 6.9 | -4.4 |  |  |  |  | 1
1298 | 4.6 | -6.7 |  |  |  |  | 1
1299 | 2.8 | -8.5 |  |  |  |  | 1
1300 | 5.6 | -5.7 |  |  |  |  | 1
1301 | 5 | -6.3 |  |  |  |  | 1
1302 | 3.3 | -8 |  |  |  |  | 1
1303 | 6.8 | -4.5 |  |  |  |  | 1
1304 | 5.4 | -5.9 |  |  |  |  | 1
1305 | 8 | -3.3 |  |  |  |  | 1
1306 | 8.8 | -2.5 |  |  |  |  | 1
1307 | 10.9 | -0.4 |  |  |  |  | 1
1308 | 12.1 | 0.8 |  |  |  |  | 1
1309 | 13.6 | 2.3 |  |  |  |  | 1
1310 | 16.2 | 4.9 |  |  |  |  | 1
1311 | 16.3 | 5 |  |  |  |  | 1
1312 | 16.9 | 5.6 |  |  |  |  | 1
1313 | 17.2 | 5.9 |  |  |  |  | 1
1314 | 14.9 | 3.6 |  |  |  |  | 1
1315 | 14.5 | 3.2 |  |  |  |  | 1
1316 | 13.8 | 2.5 |  |  |  |  | 1
1317 | 13.7 | 2.4 |  |  |  |  | 1
1318 | 11.2 | -0.1 |  |  |  |  | 1
1319 | 10.2 | -1.1 |  |  |  |  | 1
1320 | 8.4 | -2.9 |  |  |  |  | 1
1321 | 7.3 | -3.9 |  |  |  |  | 1
1322 | 2.9 | -8.3 |  |  |  |  | 1
1323 | 5.5 | -5.7 |  |  |  |  | 1
1324 | 4.5 | -6.7 |  |  |  |  | 1
1325 | 4.5 | -6.7 |  |  |  |  | 1
1326 | 4.4 | -6.8 |  |  |  |  | 1
1327 | 5.5 | -5.7 |  |  |  |  | 1
1328 | 7.8 | -3.4 |  |  |  |  | 1
1329 | 9.7 | -1.5 |  |  |  |  | 1
1330 | 8.5 | -2.7 |  |  |  |  | 1
1331 | 12.1 | 0.9 |  |  |  |  | 1
1332 | 12.6 | 1.4 |  |  |  |  | 1
1333 | 13.4 | 2.2 |  |  |  |  | 1
1334 | 15.9 | 4.7 |  |  |  |  | 1
1335 | 15.7 | 4.5 |  |  |  |  | 1
1336 | 15.5 | 4.3 |  |  |  |  | 1
1337 | 15.1 | 3.9 |  |  |  |  | 1
1338 | 15.8 | 4.6 |  |  |  |  | 1
1339 | 14.5 | 3.3 |  |  |  |  | 1
1340 | 12 | 0.8 |  |  |  |  | 1
1341 | 10.8 | -0.4 |  |  |  |  | 1
1342 | 10 | -1.2 |  |  |  |  | 1
1343 | 9.2 | -2 |  |  |  |  | 1
1344 | 6 | -5.2 |  |  |  |  | 1
1345 | 6.7 | -4.5 |  |  |  |  | 1
1346 | 4.2 | -7 |  |  |  |  | 1
1347 | 7.9 | -3.3 |  |  |  |  | 1
1348 | 3.3 | -7.9 |  |  |  |  | 1
1349 | 3.6 | -7.6 |  |  |  |  | 1
1350 | 5.4 | -5.8 |  |  |  |  | 1
1351 | 5.1 | -6.1 |  |  |  |  | 1
1352 | 8.4 | -2.8 |  |  |  |  | 1
1353 | 11 | -0.2 |  |  |  |  | 1
1354 | 9.9 | -1.3 |  |  |  |  | 1
1355 | 12.1 | 0.9 |  |  |  |  | 1
1356 | 12.8 | 1.6 |  |  |  |  | 1
1357 | 14.6 | 3.4 |  |  |  |  | 1
1358 | 17.3 | 6.1 |  |  |  |  | 1
1359 | 17.3 | 6.1 |  |  |  |  | 1
1360 | 15.3 | 4.1 |  |  |  |  | 1
1361 | 18 | 6.8 |  |  |  |  | 1
1362 | 17 | 5.8 |  |  |  |  | 1
1363 | 15.2 | 4 |  |  |  |  | 1
1364 | 12.6 | 1.4 |  |  |  |  | 1
1365 | 12 | 0.8 |  |  |  |  | 1
1366 | 9.4 | -1.8 |  |  |  |  | 1
1367 | 9.4 | -1.8 |  |  |  |  | 1
1368 | 7 | -4.2 |  |  |  |  | 1
1369 | 3.6 | -7.6 |  |  |  |  | 1
1370 | 6.4 | -4.8 |  |  |  |  | 1
1371 | 4.9 | -6.3 |  |  |  |  | 1
1372 | 5.8 | -5.4 |  |  |  |  | 1
1373 | 4.5 | -6.7 |  |  |  |  | 1
1374 | 5.5 | -5.7 |  |  |  |  | 1
1375 | 7.6 | -3.6 |  |  |  |  | 1
1376 | 8 | -3.2 |  |  |  |  | 1
1377 | 9.3 | -1.9 |  |  |  |  | 1
1378 | 14.4 | 3.2 |  |  |  |  | 1
1379 | 11.9 | 0.7 |  |  |  |  | 1
1380 | 13.7 | 2.5 |  |  |  |  | 1
1381 | 16.8 | 5.6 |  |  |  |  | 1
1382 | 14.7 | 3.5 |  |  |  |  | 1
1383 | 15.1 | 3.9 |  |  |  |  | 1
1384 | 14.8 | 3.6 |  |  |  |  | 1
1385 | 16.9 | 5.7 |  |  |  |  | 1
1386 | 16.5 | 5.3 |  |  |  |  | 1
1387 | 15.6 | 4.4 |  |  |  |  | 1
1388 | 11.9 | 0.7 |  |  |  |  | 1
1389 | 13.3 | 2.1 |  |  |  |  | 1
1390 | 11.9 | 0.7 |  |  |  |  | 1
1391 | 8.8 | -2.4 |  |  |  |  | 1
1392 | 7.5 | -3.7 |  |  |  |  | 1
1393 | 7.2 | -3.9 |  |  |  |  | 1
1394 | 5.9 | -5.2 |  |  |  |  | 1
1395 | 5.6 | -5.5 |  |  |  |  | 1
1396 | 3.3 | -7.8 |  |  |  |  | 1
1397 | 4.6 | -6.5 |  |  |  |  | 1
1398 | 4 | -7.1 |  |  |  |  | 1
1399 | 7.2 | -3.9 |  |  |  |  | 1
1400 | 8.3 | -2.8 |  |  |  |  | 1
1401 | 9 | -2.1 |  |  |  |  | 1
1402 | 11 | -0.1 |  |  |  |  | 1
1403 | 10.3 | -0.8 |  |  |  |  | 1
1404 | 14.7 | 3.6 |  |  |  |  | 1
1405 | 14.3 | 3.2 |  |  |  |  | 1
1406 | 16 | 4.9 |  |  |  |  | 1
1407 | 17.8 | 6.7 |  |  |  |  | 1
1408 | 15.7 | 4.6 |  |  |  |  | 1
1409 | 17.9 | 6.8 |  |  |  |  | 1
1410 | 16 | 4.9 |  |  |  |  | 1
1411 | 14.9 | 3.8 |  |  |  |  | 1
1412 | 14.3 | 3.2 |  |  |  |  | 1
1413 | 10.7 | -0.4 |  |  |  |  | 1
1414 | 11.3 | 0.2 |  |  |  |  | 1
1415 | 9.2 | -1.9 |  |  |  |  | 1
1416 | 8.9 | -2.2 |  |  |  |  | 1
1417 | 6.3 | -4.8 |  |  |  |  | 1
1418 | 5.1 | -6 |  |  |  |  | 1
1419 | 5.4 | -5.7 |  |  |  |  | 1
1420 | 4.7 | -6.4 |  |  |  |  | 1
1421 | 3.6 | -7.5 |  |  |  |  | 1
1422 | 5.3 | -5.8 |  |  |  |  | 1
1423 | 8 | -3.1 |  |  |  |  | 1
1424 | 7.7 | -3.4 |  |  |  |  | 1
1425 | 8.2 | -2.9 |  |  |  |  | 1
1426 | 11.6 | 0.5 |  |  |  |  | 1
1427 | 10.1 | -1 |  |  |  |  | 1
1428 | 11.2 | 0.1 |  |  |  |  | 1
1429 | 15 | 3.9 |  |  |  |  | 1
1430 | 16.2 | 5.1 |  |  |  |  | 1
1431 | 16.8 | 5.7 |  |  |  |  | 1
1432 | 15.7 | 4.6 |  |  |  |  | 1
1433 | 16.4 | 5.3 |  |  |  |  | 1
1434 | 14.3 | 3.2 |  |  |  |  | 1
1435 | 15.3 | 4.2 |  |  |  |  | 1
1436 | 11.8 | 0.7 |  |  |  |  | 1
1437 | 12.1 | 1 |  |  |  |  | 1
1438 | 11.1 | 0 |  |  |  |  | 1
1439 | 7.1 | -4 |  |  |  |  | 1
1440 | 7.1 | -4 |  |  |  |  | 1
1441 | 7.6 | -3.4 |  |  |  |  | 1
1442 | 7.6 | -3.4 |  |  |  |  | 1
1443 | 3.3 | -7.7 |  |  |  |  | 1
1444 | 5.3 | -5.7 |  |  |  |  | 1
1445 | 3.6 | -7.4 |  |  |  |  | 1
1446 | 4.1 | -6.9 |  |  |  |  | 1
1447 | 8.6 | -2.4 |  |  |  |  | 1
1448 | 8.7 | -2.3 |  |  |  |  | 1
1449 | 8.4 | -2.6 |  |  |  |  | 1
1450 | 11.2 | 0.2 |  |  |  |  | 1
1451 | 13.2 | 2.2 |  |  |  |  | 1
1452 | 14.1 | 3.1 |  |  |  |  | 1
1453 | 17.8 | 6.8 |  |  |  |  | 1
1454 | 16.8 | 5.8 |  |  |  |  | 1
1455 | 13.1 | 2.1 |  |  |  |  | 1
1456 | 16.6 | 5.6 |  |  |  |  | 1
1457 | 15.8 | 4.8 |  |  |  |  | 1
1458 | 15.9 | 4.9 |  |  |  |  | 1
1459 | 15.2 | 4.2 |  |  |  |  | 1
1460 | 13.1 | 2.1 |  |  |  |  | 1
1461 | 11.2 | 0.2 |  |  |  |  | 1
1462 | 12.5 | 1.5 |  |  |  |  | 1
1463 | 10.1 | -0.9 |  |  |  |  | 1
1464 | 7.1 | -3.9 |  |  |  |  | 1
1465 | 7.6 | -3.4 |  |  |  |  | 1
1466 | 6.7 | -4.3 |  |  |  |  | 1
1467 | 6.8 | -4.2 |  |  |  |  | 1
1468 | 3.8 | -7.2 |  |  |  |  | 1
1469 | 6.2 | -4.8 |  |  |  |  | 1
1470 | 5.1 | -5.9 |  |  |  |  | 1
1471 | 8.2 | -2.8 |  |  |  |  | 1
1472 | 7.8 | -3.2 |  |  |  |  | 1
1473 | 6.8 | -4.2 |  |  |  |  | 1
1474 | 11.1 | 0.1 |  |  |  |  | 1
1475 | 10.4 | -0.6 |  |  |  |  | 1
1476 | 13.8 | 2.8 |  |  |  |  | 1
1477 | 15.2 | 4.2 |  |  |  |  | 1
1478 | 15.8 | 4.8 |  |  |  |  | 1
1479 | 15 | 4 |  |  |  |  | 1
1480 | 15.7 | 4.7 |  |  |  |  | 1
1481 | 15.8 | 4.8 |  |  |  |  | 1
1482 | 15.9 | 4.9 |  |  |  |  | 1
1483 | 16.8 | 5.8 |  |  |  |  | 1
1484 | 14.9 | 3.9 |  |  |  |  | 1
1485 | 12 | 1 |  |  |  |  | 1
1486 | 12.6 | 1.6 |  |  |  |  | 1
1487 | 7.8 | -3.2 |  |  |  |  | 1
1488 | 8.9 | -2.1 |  |  |  |  | 1
1489 | 6.7 | -4.2 |  |  |  |  | 1
1490 | 6.3 | -4.6 |  |  |  |  | 1
1491 | 6.1 | -4.8 |  |  |  |  | 1
1492 | 4.4 | -6.5 |  |  |  |  | 1
1493 | 6.3 | -4.6 |  |  |  |  | 1
1494 | 6 | -4.9 |  |  |  |  | 1
1495 | 9.8 | -1.1 |  |  |  |  | 1
1496 | 7.8 | -3.1 |  |  |  |  | 1
1497 | 11.1 | 0.2 |  |  |  |  | 1
1498 | 12 | 1.1 |  |  |  |  | 1
1499 | 11.3 | 0.4 |  |  |  |  | 1
1500 | 15.8 | 4.9 |  |  |  |  | 1
1501 | 14.1 | 3.2 |  |  |  |  | 1
1502 | 13.7 | 2.8 |  |  |  |  | 1
1503 | 18 | 7.1 |  |  |  |  | 1
1504 | 18.5 | 7.6 |  |  |  |  | 1
1505 | 17 | 6.1 |  |  |  |  | 1
1506 | 16.1 | 5.2 |  |  |  |  | 1
1507 | 17.3 | 6.4 |  |  |  |  | 1
1508 | 15 | 4.1 |  |  |  |  | 1
1509 | 11.9 | 1 |  |  |  |  | 1
1510 | 12.1 | 1.2 |  |  |  |  | 1
1511 | 8.1 | -2.8 |  |  |  |  | 1
1512 | 7.5 | -3.4 |  |  |  |  | 1
1513 | 5.8 | -5.1 |  |  |  |  | 1
1514 | 3.5 | -7.4 |  |  |  |  | 1
1515 | 4.1 | -6.8 |  |  |  |  | 1
1516 | 6.8 | -4.1 |  |  |  |  | 1
1517 | 4.2 | -6.7 |  |  |  |  | 1
1518 | 5.5 | -5.4 |  |  |  |  | 1
1519 | 5.7 | -5.2 |  |  |  |  | 1
1520 | 9.4 | -1.5 |  |  |  |  | 1
1521 | 9.8 | -1.1 |  |  |  |  | 1
1522 | 11.9 | 1 |  |  |  |  | 1
1523 | 12.7 | 1.8 |  |  |  |  | 1
1524 | 12.9 | 2 |  |  |  |  | 1
1525 | 14.4 | 3.5 |  |  |  |  | 1
1526 | 17.5 | 6.6 |  |  |  |  | 1
1527 | 17 | 6.1 |  |  |  |  | 1
1528 | 18.2 | 7.3 |  |  |  |  | 1
1529 | 13.3 | 2.4 |  |  |  |  | 1
1530 | 17.8 | 6.9 |  |  |  |  | 1
1531 | 15 | 4.1 |  |  |  |  | 1
1532 | 16.9 | 6 |  |  |  |  | 1
1533 | 12.3 | 1.4 |  |  |  |  | 1
1534 | 11.4 | 0.5 |  |  |  |  | 1
1535 | 10.6 | -0.3 |  |  |  |  | 1
1536 | 7.3 | -3.6 |  |  |  |  | 1
1537 | 8.3 | -2.5 |  |  |  |  | 1
1538 | 5.5 | -5.3 |  |  |  |  | 1
1539 | 7.2 | -3.6 |  |  |  |  | 1
1540 | 6.4 | -4.4 |  |  |  |  | 1
1541 | 6.3 | -4.5 |  |  |  |  | 1
1542 | 5.4 | -5.4 |  |  |  |  | 1
1543 | 7 | -3.8 |  |  |  |  | 1
1544 | 8.8 | -2 |  |  |  |  | 1
1545 | 7.5 | -3.3 |  |  |  |  | 1
1546 | 10.8 | 0 |  |  |  |  | 1
1547 | 14.1 | 3.3 |  |  |  |  | 1
1548 | 12.9 | 2.1 |  |  |  |  | 1
1549 | 17.2 | 6.4 |  |  |  |  | 1
1550 | 15.9 | 5.1 |  |  |  |  | 1
1551 | 17.6 | 6.8 |  |  |  |  | 1
1552 | 16.1 | 5.3 |  |  |  |  | 1
1553 | 17.8 | 7 |  |  |  |  | 1
1554 | 17.2 | 6.4 |  |  |  |  | 1
1555 | 17.1 | 6.3 |  |  |  |  | 1
1556 | 16.1 | 5.3 |  |  |  |  | 1
1557 | 14.5 | 3.7 |  |  |  |  | 1
1558 | 11.7 | 0.9 |  |  |  |  | 1
1559 | 8.4 | -2.4 |  |  |  |  | 1
1560 | 10 | -0.8 |  |  |  |  | 1
1561 | 5.8 | -5 |  |  |  |  | 1
1562 | 5.9 | -4.9 |  |  |  |  | 1
1563 | 6.7 | -4.1 |  |  |  |  | 1
1564 | 6.1 | -4.7 |  |  |  |  | 1
1565 | 7.7 | -3.1 |  |  |  |  | 1
1566 | 6.4 | -4.4 |  |  |  |  | 1
1567 | 5.3 | -5.5 |  |  |  |  | 1
1568 | 8.3 | -2.5 |  |  |  |  | 1
1569 | 10.3 | -0.5 |  |  |  |  | 1
1570 | 11.2 | 0.4 |  |  |  |  | 1
1571 | 14.9 | 4.1 |  |  |  |  | 1
1572 | 14.3 | 3.5 |  |  |  |  | 1
1573 | 14.1 | 3.3 |  |  |  |  | 1
1574 | 17.4 | 6.6 |  |  |  |  | 1
1575 | 16 | 5.2 |  |  |  |  | 1
1576 | 19.6 | 8.8 |  |  |  |  | 1
1577 | 17.7 | 6.9 |  |  |  |  | 1
1578 | 15.1 | 4.3 |  |  |  |  | 1
1579 | 17.1 | 6.3 |  |  |  |  | 1
1580 | 17.4 | 6.6 |  |  |  |  | 1
1581 | 10.8 | 0 |  |  |  |  | 1
1582 | 12.7 | 1.9 |  |  |  |  | 1
1583 | 10.6 | -0.2 |  |  |  |  | 1
1584 | 8.8 | -2 |  |  |  |  | 1
1585 | 7.9 | -2.8 |  |  |  |  | 1
1586 | 7.1 | -3.6 |  |  |  |  | 1
1587 | 5.1 | -5.6 |  |  |  |  | 1
1588 | 7.4 | -3.3 |  |  |  |  | 1
1589 | 4.3 | -6.4 |  |  |  |  | 1
1590 | 8.9 | -1.8 |  |  |  |  | 1
1591 | 9.3 | -1.4 |  |  |  |  | 1
1592 | 7.3 | -3.4 |  |  |  |  | 1
1593 | 10.2 | -0.5 |  |  |  |  | 1
1594 | 13.5 | 2.8 |  |  |  |  | 1
1595 | 12.7 | 2 |  |  |  |  | 1
1596 | 14.6 | 3.9 |  |  |  |  | 1
1597 | 15.5 | 4.8 |  |  |  |  | 1
1598 | 18.4 | 7.7 |  |  |  |  | 1
1599 | 16.8 | 6.1 |  |  |  |  | 1
1600 | 17.7 | 7 |  |  |  |  | 1
1601 | 18.2 | 7.5 |  |  |  |  | 1
1602 | 16.7 | 6 |  |  |  |  | 1
1603 | 15 | 4.3 |  |  |  |  | 1
1604 | 13.1 | 2.4 |  |  |  |  | 1
1605 | 11.5 | 0.8 |  |  |  |  | 1
1606 | 10.3 | -0.4 |  |  |  |  | 1
1607 | 8.1 | -2.6 |  |  |  |  | 1
1608 | 7.9 | -2.8 |  |  |  |  | 1
1609 | 8 | -2.7 |  |  |  |  | 1
1610 | 6.8 | -3.9 |  |  |  |  | 1
1611 | 5.1 | -5.6 |  |  |  |  | 1
1612 | 4.7 | -6 |  |  |  |  | 1
1613 | 4.9 | -5.8 |  |  |  |  | 1
1614 | 5 | -5.7 |  |  |  |  | 1
1615 | 6.2 | -4.5 |  |  |  |  | 1
1616 | 9.8 | -0.9 |  |  |  |  | 1
1617 | 8.7 | -2 |  |  |  |  | 1
1618 | 11.9 | 1.2 |  |  |  |  | 1
1619 | 12.7 | 2 |  |  |  |  | 1
1620 | 17.8 | 7.1 |  |  |  |  | 1
1621 | 14 | 3.3 |  |  |  |  | 1
1622 | 17.3 | 6.6 |  |  |  |  | 1
1623 | 17.3 | 6.6 |  |  |  |  | 1
1624 | 17 | 6.3 |  |  |  |  | 1
1625 | 18.1 | 7.4 |  |  |  |  | 1
1626 | 17.3 | 6.6 |  |  |  |  | 1
1627 | 14.9 | 4.2 |  |  |  |  | 1
1628 | 15.4 | 4.7 |  |  |  |  | 1
1629 | 13.9 | 3.2 |  |  |  |  | 1
1630 | 13.5 | 2.8 |  |  |  |  | 1
1631 | 9.6 | -1.1 |  |  |  |  | 1
1632 | 10.7 | 0 |  |  |  |  | 1
1633 | 7.6 | -3 |  |  |  |  | 1
1634 | 4.5 | -6.1 |  |  |  |  | 1
1635 | 6.9 | -3.7 |  |  |  |  | 1
1636 | 6 | -4.6 |  |  |  |  | 1
1637 | 5.2 | -5.4 |  |  |  |  | 1
1638 | 8 | -2.6 |  |  |  |  | 1
1639 | 7.3 | -3.3 |  |  |  |  | 1
1640 | 10.3 | -0.3 |  |  |  |  | 1
1641 | 10.4 | -0.2 |  |  |  |  | 1
1642 | 13 | 2.4 |  |  |  |  | 1
1643 | 14.4 | 3.8 |  |  |  |  | 1
1644 | 15.6 | 5 |  |  |  |  | 1
1645 | 15.1 | 4.5 |  |  |  |  | 1
1646 | 18.4 | 7.8 |  |  |  |  | 1
1647 | 17.9 | 7.3 |  |  |  |  | 1
1648 | 20.5 | 9.9 |  |  |  |  | 1
1649 | 18.4 | 7.8 |  |  |  |  | 1
1650 | 18.2 | 7.6 |  |  |  |  | 1
1651 | 15.4 | 4.8 |  |  |  |  | 1
1652 | 14.6 | 4 |  |  |  |  | 1
1653 | 13.7 | 3.1 |  |  |  |  | 1
1654 | 10.7 | 0.1 |  |  |  |  | 1
1655 | 9.1 | -1.5 |  |  |  |  | 1
1656 | 8.9 | -1.7 |  |  |  |  | 1
1657 | 7.9 | -2.7 |  |  |  |  | 1
1658 | 7.3 | -3.3 |  |  |  |  | 1
1659 | 7.8 | -2.8 |  |  |  |  | 1
1660 | 5.7 | -4.9 |  |  |  |  | 1
1661 | 7.2 | -3.4 |  |  |  |  | 1
1662 | 6.8 | -3.8 |  |  |  |  | 1
1663 | 7.7 | -2.9 |  |  |  |  | 1
1664 | 9.5 | -1.1 |  |  |  |  | 1
1665 | 8.2 | -2.4 |  |  |  |  | 1
1666 | 12.3 | 1.7 |  |  |  |  | 1
1667 | 13 | 2.4 |  |  |  |  | 1
1668 | 14.1 | 3.5 |  |  |  |  | 1
1669 | 14.2 | 3.6 |  |  |  |  | 1
1670 | 16.9 | 6.3 |  |  |  |  | 1
1671 | 15.8 | 5.2 |  |  |  |  | 1
1672 | 19.3 | 8.7 |  |  |  |  | 1
1673 | 17.7 | 7.1 |  |  |  |  | 1
1674 | 15.4 | 4.8 |  |  |  |  | 1
1675 | 15.7 | 5.1 |  |  |  |  | 1
1676 | 16.1 | 5.5 |  |  |  |  | 1
1677 | 13.1 | 2.5 |  |  |  |  | 1
1678 | 11.9 | 1.3 |  |  |  |  | 1
1679 | 10.2 | -0.4 |  |  |  |  | 1
1680 | 9.1 | -1.5 |  |  |  |  | 1
1681 | 6.1 | -4.4 |  |  |  |  | 1
1682 | 7.1 | -3.4 |  |  |  |  | 1
1683 | 5.9 | -4.6 |  |  |  |  | 1
1684 | 9.9 | -0.6 |  |  |  |  | 1
1685 | 6.3 | -4.2 |  |  |  |  | 1
1686 | 6.6 | -3.9 |  |  |  |  | 1
1687 | 9.3 | -1.2 |  |  |  |  | 1
1688 | 9.2 | -1.3 |  |  |  |  | 1
1689 | 11.1 | 0.6 |  |  |  |  | 1
1690 | 11.3 | 0.8 |  |  |  |  | 1
1691 | 15.8 | 5.3 |  |  |  |  | 1
1692 | 14.6 | 4.1 |  |  |  |  | 1
1693 | 17.1 | 6.6 |  |  |  |  | 1
1694 | 18.9 | 8.4 |  |  |  |  | 1
1695 | 17.8 | 7.3 |  |  |  |  | 1
1696 | 18.4 | 7.9 |  |  |  |  | 1
1697 | 18.9 | 8.4 |  |  |  |  | 1
1698 | 18.4 | 7.9 |  |  |  |  | 1
1699 | 15.3 | 4.8 |  |  |  |  | 1
1700 | 15.6 | 5.1 |  |  |  |  | 1
1701 | 12.8 | 2.3 |  |  |  |  | 1
1702 | 11.5 | 1 |  |  |  |  | 1
1703 | 10 | -0.5 |  |  |  |  | 1
1704 | 10.8 | 0.3 |  |  |  |  | 1
1705 | 10.2 | -0.3 |  |  |  |  | 1
1706 | 10.5 | 0 |  |  |  |  | 1
1707 | 6.7 | -3.8 |  |  |  |  | 1
1708 | 5.5 | -5 |  |  |  |  | 1
1709 | 5.6 | -4.9 |  |  |  |  | 1
1710 | 9.3 | -1.2 |  |  |  |  | 1
1711 | 6.4 | -4.1 |  |  |  |  | 1
1712 | 9.2 | -1.3 |  |  |  |  | 1
1713 | 10.3 | -0.2 |  |  |  |  | 1
1714 | 14.6 | 4.1 |  |  |  |  | 1
1715 | 12.9 | 2.4 |  |  |  |  | 1
1716 | 16.9 | 6.4 |  |  |  |  | 1
1717 | 18.4 | 7.9 |  |  |  |  | 1
1718 | 17.5 | 7 |  |  |  |  | 1
1719 | 18.9 | 8.4 |  |  |  |  | 1
1720 | 16.7 | 6.2 |  |  |  |  | 1
1721 | 18.2 | 7.7 |  |  |  |  | 1
1722 | 17.5 | 7 |  |  |  |  | 1
1723 | 13.7 | 3.2 |  |  |  |  | 1
1724 | 16 | 5.5 |  |  |  |  | 1
1725 | 14.5 | 4 |  |  |  |  | 1
1726 | 10.5 | 0 |  |  |  |  | 1
1727 | 9.3 | -1.2 |  |  |  |  | 1
1728 | 8.6 | -1.9 |  |  |  |  | 1
1729 | 7.8 | -2.6 |  |  |  |  | 1
1730 | 7.1 | -3.3 |  |  |  |  | 1
1731 | 5.8 | -4.6 |  |  |  |  | 1
1732 | 5.5 | -4.9 |  |  |  |  | 1
1733 | 7.3 | -3.1 |  |  |  |  | 1
1734 | 6.9 | -3.5 |  |  |  |  | 1
1735 | 8.3 | -2.1 |  |  |  |  | 1
1736 | 9.4 | -1 |  |  |  |  | 1
1737 | 11.7 | 1.3 |  |  |  |  | 1
1738 | 12.5 | 2.1 |  |  |  |  | 1
1739 | 15.3 | 4.9 |  |  |  |  | 1
1740 | 15.8 | 5.4 |  |  |  |  | 1
1741 | 18 | 7.6 |  |  |  |  | 1
1742 | 19.4 | 9 |  |  |  |  | 1
1743 | 16.7 | 6.3 |  |  |  |  | 1
1744 | 19.8 | 9.4 |  |  |  |  | 1
1745 | 20.6 | 10.2 |  |  |  |  | 1
1746 | 16.7 | 6.3 |  |  |  |  | 1
1747 | 16.9 | 6.5 |  |  |  |  | 1
1748 | 15.3 | 4.9 |  |  |  |  | 1
1749 | 14.8 | 4.4 |  |  |  |  | 1
1750 | 13.3 | 2.9 |  |  |  |  | 1
1751 | 10.3 | -0.1 |  |  |  |  | 1
1752 | 11.3 | 0.9 |  |  |  |  | 1
1753 | 7.6 | -2.8 |  |  |  |  | 1
1754 | 7.5 | -2.9 |  |  |  |  | 1
1755 | 8.3 | -2.1 |  |  |  |  | 1
1756 | 9.2 | -1.2 |  |  |  |  | 1
1757 | 6.5 | -3.9 |  |  |  |  | 1
1758 | 8.6 | -1.8 |  |  |  |  | 1
1759 | 8.9 | -1.5 |  |  |  |  | 1
1760 | 8 | -2.4 |  |  |  |  | 1
1761 | 10.2 | -0.2 |  |  |  |  | 1
1762 | 11.4 | 1 |  |  |  |  | 1
1763 | 13.8 | 3.4 |  |  |  |  | 1
1764 | 15.4 | 5 |  |  |  |  | 1
1765 | 17.1 | 6.7 |  |  |  |  | 1
1766 | 19.6 | 9.2 |  |  |  |  | 1
1767 | 19.2 | 8.8 |  |  |  |  | 1
1768 | 22 | 11.6 |  |  |  |  | 1
1769 | 18.4 | 8 |  |  |  |  | 1
1770 | 19 | 8.6 |  |  |  |  | 1
1771 | 17.6 | 7.2 |  |  |  |  | 1
1772 | 17.7 | 7.3 |  |  |  |  | 1
1773 | 14 | 3.6 |  |  |  |  | 1
1774 | 13.9 | 3.5 |  |  |  |  | 1
1775 | 13.3 | 2.9 |  |  |  |  | 1
1776 | 9 | -1.4 |  |  |  |  | 1
1777 | 8.7 | -1.6 |  |  |  |  | 1
1778 | 8.4 | -1.9 |  |  |  |  | 1
1779 | 6.7 | -3.6 |  |  |  |  | 1
1780 | 6 | -4.3 |  |  |  |  | 1
1781 | 9.4 | -0.9 |  |  |  |  | 1
1782 | 7.6 | -2.7 |  |  |  |  | 1
1783 | 10.9 | 0.6 |  |  |  |  | 1
1784 | 9.4 | -0.9 |  |  |  |  | 1
1785 | 11.2 | 0.9 |  |  |  |  | 1
1786 | 14 | 3.7 |  |  |  |  | 1
1787 | 14.3 | 4 |  |  |  |  | 1
1788 | 15 | 4.7 |  |  |  |  | 1
1789 | 16.4 | 6.1 |  |  |  |  | 1
1790 | 18.6 | 8.3 |  |  |  |  | 1
1791 | 18 | 7.7 |  |  |  |  | 1
1792 | 19.1 | 8.8 |  |  |  |  | 1
1793 | 16.1 | 5.8 |  |  |  |  | 1
1794 | 17.6 | 7.3 |  |  |  |  | 1
1795 | 17.1 | 6.8 |  |  |  |  | 1
1796 | 15.4 | 5.1 |  |  |  |  | 1
1797 | 13.4 | 3.1 |  |  |  |  | 1
1798 | 12 | 1.7 |  |  |  |  | 1
1799 | 11.6 | 1.3 |  |  |  |  | 1
1800 | 11.8 | 1.5 |  |  |  |  | 1
1801 | 7.3 | -3 |  |  |  |  | 1
1802 | 7.7 | -2.6 |  |  |  |  | 1
1803 | 8.6 | -1.7 |  |  |  |  | 1
1804 | 7.6 | -2.7 |  |  |  |  | 1
1805 | 7.3 | -3 |  |  |  |  | 1
1806 | 7.5 | -2.8 |  |  |  |  | 1
1807 | 9 | -1.3 |  |  |  |  | 1
1808 | 10.1 | -0.2 |  |  |  |  | 1
1809 | 9 | -1.3 |  |  |  |  | 1
1810 | 12.3 | 2 |  |  |  |  | 1
1811 | 12.4 | 2.1 |  |  |  |  | 1
1812 | 17.7 | 7.4 |  |  |  |  | 1
1813 | 18.4 | 8.1 |  |  |  |  | 1
1814 | 17.4 | 7.1 |  |  |  |  | 1
1815 | 20 | 9.7 |  |  |  |  | 1
1816 | 22.1 | 11.8 |  |  |  |  | 1
1817 | 18.2 | 7.9 |  |  |  |  | 1
1818 | 20 | 9.7 |  |  |  |  | 1
1819 | 17.9 | 7.6 |  |  |  |  | 1
1820 | 15.9 | 5.6 |  |  |  |  | 1
1821 | 13.4 | 3.1 |  |  |  |  | 1
1822 | 12.5 | 2.2 |  |  |  |  | 1
1823 | 11.2 | 0.9 |  |  |  |  | 1
1824 | 7.4 | -2.9 |  |  |  |  | 1
1825 | 9.8 | -0.4 |  |  |  |  | 1
1826 | 7.8 | -2.4 |  |  |  |  | 1
1827 | 8.1 | -2.1 |  |  |  |  | 1
1828 | 6.9 | -3.3 |  |  |  |  | 1
1829 | 11.2 | 1 |  |  |  |  | 1
1830 | 6.2 | -4 |  |  |  |  | 1
1831 | 8 | -2.2 |  |  |  |  | 1
1832 | 11.2 | 1 |  |  |  |  | 1
1833 | 14.6 | 4.4 |  |  |  |  | 1
1834 | 12.2 | 2 |  |  |  |  | 1
1835 | 17.1 | 6.9 |  |  |  |  | 1
1836 | 15.3 | 5.1 |  |  |  |  | 1
1837 | 19.2 | 9 |  |  |  |  | 1
1838 | 18.7 | 8.5 |  |  |  |  | 1
1839 | 21.8 | 11.6 |  |  |  |  | 1
1840 | 21.5 | 11.3 |  |  |  |  | 1
1841 | 18.4 | 8.2 |  |  |  |  | 1
1842 | 22.1 | 11.9 |  |  |  |  | 1
1843 | 16.3 | 6.1 |  |  |  |  | 1
1844 | 16 | 5.8 |  |  |  |  | 1
1845 | 17.1 | 6.9 |  |  |  |  | 1
1846 | 12.5 | 2.3 |  |  |  |  | 1
1847 | 11 | 0.8 |  |  |  |  | 1
1848 | 10.5 | 0.3 |  |  |  |  | 1
1849 | 9.8 | -0.4 |  |  |  |  | 1
1850 | 8.8 | -1.4 |  |  |  |  | 1
1851 | 6.9 | -3.3 |  |  |  |  | 1
1852 | 7.8 | -2.4 |  |  |  |  | 1
1853 | 8.5 | -1.7 |  |  |  |  | 1
1854 | 10.2 | 0 |  |  |  |  | 1
1855 | 9.7 | -0.5 |  |  |  |  | 1
1856 | 9 | -1.2 |  |  |  |  | 1
1857 | 12 | 1.8 |  |  |  |  | 1
1858 | 12.8 | 2.6 |  |  |  |  | 1
1859 | 16.7 | 6.5 |  |  |  |  | 1
1860 | 14.5 | 4.3 |  |  |  |  | 1
1861 | 18.5 | 8.3 |  |  |  |  | 1
1862 | 17.5 | 7.3 |  |  |  |  | 1
1863 | 20.9 | 10.7 |  |  |  |  | 1
1864 | 20.5 | 10.3 |  |  |  |  | 1
1865 | 19.6 | 9.4 |  |  |  |  | 1
1866 | 19.3 | 9.1 |  |  |  |  | 1
1867 | 17.4 | 7.2 |  |  |  |  | 1
1868 | 17.4 | 7.2 |  |  |  |  | 1
1869 | 15 | 4.8 |  |  |  |  | 1
1870 | 14.4 | 4.2 |  |  |  |  | 1
1871 | 12.1 | 1.9 |  |  |  |  | 1
1872 | 7.6 | -2.6 |  |  |  |  | 1
1873 | 8.9 | -1.2 |  |  |  |  | 1
1874 | 10.3 | 0.2 |  |  |  |  | 1
1875 | 9.7 | -0.4 |  |  |  |  | 1
1876 | 7.8 | -2.3 |  |  |  |  | 1
1877 | 7.8 | -2.3 |  |  |  |  | 1
1878 | 8.1 | -2 |  |  |  |  | 1
1879 | 10.2 | 0.1 |  |  |  |  | 1
1880 | 11.4 | 1.3 |  |  |  |  | 1
1881 | 11 | 0.9 |  |  |  |  | 1
1882 | 14.5 | 4.4 |  |  |  |  | 1
1883 | 16.8 | 6.7 |  |  |  |  | 1
1884 | 15.6 | 5.5 |  |  |  |  | 1
1885 | 17.7 | 7.6 |  |  |  |  | 1
1886 | 19.5 | 9.4 |  |  |  |  | 1
1887 | 20.4 | 10.3 |  |  |  |  | 1
1888 | 19.2 | 9.1 |  |  |  |  | 1
1889 | 18.9 | 8.8 |  |  |  |  | 1
1890 | 18.4 | 8.3 |  |  |  |  | 1
1891 | 18.4 | 8.3 |  |  |  |  | 1
1892 | 17.2 | 7.1 |  |  |  |  | 1
1893 | 15.2 | 5.1 |  |  |  |  | 1
1894 | 12.1 | 2 |  |  |  |  | 1
1895 | 10.9 | 0.8 |  |  |  |  | 1
1896 | 11.5 | 1.4 |  |  |  |  | 1
1897 | 8.2 | -1.8 |  |  |  |  | 1
1898 | 9 | -1 |  |  |  |  | 1
1899 | 7.7 | -2.3 |  |  |  |  | 1
1900 | 7.2 | -2.8 |  |  |  |  | 1
1901 | 8.1 | -1.9 |  |  |  |  | 1
1902 | 10.7 | 0.7 |  |  |  |  | 1
1903 | 10 | 0 |  |  |  |  | 1
1904 | 10.5 | 0.5 |  |  |  |  | 1
1905 | 10.6 | 0.6 |  |  |  |  | 1
1906 | 14.5 | 4.5 |  |  |  |  | 1
1907 | 16.8 | 6.8 |  |  |  |  | 1
1908 | 17.6 | 7.6 |  |  |  |  | 1
1909 | 19.5 | 9.5 |  |  |  |  | 1
1910 | 19.7 | 9.7 |  |  |  |  | 1
1911 | 18.1 | 8.1 |  |  |  |  | 1
1912 | 19.8 | 9.8 |  |  |  |  | 1
1913 | 20.3 | 10.3 |  |  |  |  | 1
1914 | 20 | 10 |  |  |  |  | 1
1915 | 17.5 | 7.5 |  |  |  |  | 1
1916 | 16.8 | 6.8 |  |  |  |  | 1
1917 | 15.9 | 5.9 |  |  |  |  | 1
1918 | 15.4 | 5.4 |  |  |  |  | 1
1919 | 13.5 | 3.5 |  |  |  |  | 1
1920 | 11.7 | 1.7 |  |  |  |  | 1
1921 | 10.3 | 0.3 |  |  |  |  | 1
1922 | 7.6 | -2.4 |  |  |  |  | 1
1923 | 7 | -3 |  |  |  |  | 1
1924 | 8 | -2 |  |  |  |  | 1
1925 | 9.5 | -0.5 |  |  |  |  | 1
1926 | 9.4 | -0.6 |  |  |  |  | 1
1927 | 10.5 | 0.5 |  |  |  |  | 1
1928 | 9.3 | -0.7 |  |  |  |  | 1
1929 | 10.8 | 0.8 |  |  |  |  | 1
1930 | 15.4 | 5.4 |  |  |  |  | 1
1931 | 15.6 | 5.6 |  |  |  |  | 1
1932 | 15.5 | 5.5 |  |  |  |  | 1
1933 | 19.4 | 9.4 |  |  |  |  | 1
1934 | 19.6 | 9.6 |  |  |  |  | 1
1935 | 23.4 | 13.4 |  |  |  |  | 1
1936 | 21.6 | 11.6 |  |  |  |  | 1
1937 | 20.3 | 10.3 |  |  |  |  | 1
1938 | 19.1 | 9.1 |  |  |  |  | 1
1939 | 18.6 | 8.6 |  |  |  |  | 1
1940 | 17 | 7 |  |  |  |  | 1
1941 | 13.9 | 3.9 |  |  |  |  | 1
1942 | 15.2 | 5.2 |  |  |  |  | 1
1943 | 12.9 | 2.9 |  |  |  |  | 1
1944 | 7.8 | -2.2 |  |  |  |  | 1
1945 | 9.2 | -0.7 |  |  |  |  | 1
1946 | 8.1 | -1.8 |  |  |  |  | 1
1947 | 9.6 | -0.3 |  |  |  |  | 1
1948 | 8.2 | -1.7 |  |  |  |  | 1
1949 | 10.2 | 0.3 |  |  |  |  | 1
1950 | 7.1 | -2.8 |  |  |  |  | 1
1951 | 8.7 | -1.2 |  |  |  |  | 1
1952 | 12.5 | 2.6 |  |  |  |  | 1
1953 | 11.9 | 2 |  |  |  |  | 1
1954 | 13 | 3.1 |  |  |  |  | 1
1955 | 15.2 | 5.3 |  |  |  |  | 1
1956 | 16.3 | 6.4 |  |  |  |  | 1
1957 | 19.1 | 9.2 |  |  |  |  | 1
1958 | 20.8 | 10.9 |  |  |  |  | 1
1959 | 18.1 | 8.2 |  |  |  |  | 1
1960 | 19.9 | 10 |  |  |  |  | 1
1961 | 20.1 | 10.2 |  |  |  |  | 1
1962 | 19.5 | 9.6 |  |  |  |  | 1
1963 | 19.5 | 9.6 |  |  |  |  | 1
1964 | 17.4 | 7.5 |  |  |  |  | 1
1965 | 15.1 | 5.2 |  |  |  |  | 1
1966 | 12.9 | 3 |  |  |  |  | 1
1967 | 10.5 | 0.6 |  |  |  |  | 1
1968 | 10.8 | 0.9 |  |  |  |  | 1
1969 | 10.2 | 0.3 |  |  |  |  | 1
1970 | 10.3 | 0.4 |  |  |  |  | 1
1971 | 8.2 | -1.7 |  |  |  |  | 1
1972 | 11.2 | 1.3 |  |  |  |  | 1
1973 | 8.6 | -1.3 |  |  |  |  | 1
1974 | 8.7 | -1.2 |  |  |  |  | 1
1975 | 10.7 | 0.8 |  |  |  |  | 1
1976 | 10.3 | 0.4 |  |  |  |  | 1
1977 | 13.1 | 3.2 |  |  |  |  | 1
1978 | 12 | 2.1 |  |  |  |  | 1
1979 | 16.8 | 6.9 |  |  |  |  | 1
1980 | 17.5 | 7.6 |  |  |  |  | 1
1981 | 18.9 | 9 |  |  |  |  | 1
1982 | 19.8 | 9.9 |  |  |  |  | 1
1983 | 18.7 | 8.8 |  |  |  |  | 1
1984 | 19.4 | 9.5 |  |  |  |  | 1
1985 | 22.1 | 12.2 |  |  |  |  | 1
1986 | 20.2 | 10.3 |  |  |  |  | 1
1987 | 18 | 8.1 |  |  |  |  | 1
1988 | 17.9 | 8 |  |  |  |  | 1
1989 | 16.5 | 6.6 |  |  |  |  | 1
1990 | 16.8 | 6.9 |  |  |  |  | 1
1991 | 14.2 | 4.3 |  |  |  |  | 1
1992 | 11.9 | 2 |  |  |  |  | 1
1993 | 9.8 | 0 |  |  |  |  | 1
1994 | 11.6 | 1.8 |  |  |  |  | 1
1995 | 8.7 | -1.1 |  |  |  |  | 1
1996 | 7.6 | -2.2 |  |  |  |  | 1
1997 | 7.4 | -2.4 |  |  |  |  | 1
1998 | 8.4 | -1.4 |  |  |  |  | 1
1999 | 9.9 | 0.1 |  |  |  |  | 1
2000 | 12.5 | 2.7 |  |  |  |  | 1
2001 | 14.2 | 4.4 |  |  |  |  | 1
2002 | 16 | 6.2 |  |  |  |  | 1
2003 | 16.4 | 6.6 |  |  |  |  | 1
2004 | 18.6 | 8.8 |  |  |  |  | 1
2005 | 21.6 | 11.8 |  |  |  |  | 1
2006 | 20.9 | 11.1 |  |  |  |  | 1
2007 | 22.3 | 12.5 |  |  |  |  | 1
2008 | 18.8 | 9 |  |  |  |  | 1
2009 | 19.5 | 9.7 |  |  |  |  | 1
2010 | 18.9 | 9.1 |  |  |  |  | 1
2011 | 15.7 | 5.9 |  |  |  |  | 1
2012 | 17.7 | 7.9 |  |  |  |  | 1
2013 | 17.8 | 8 |  |  |  |  | 1
2014 | 14 | 4.2 |  |  |  |  | 1
2015 | 13.3 | 3.5 |  |  |  |  | 1
2016 | 10.6 | 0.8 |  |  |  |  | 1
2017 | 10 | 0.3 |  |  |  |  | 1
2018 | 10 | 0.3 |  |  |  |  | 1
2019 | 7.6 | -2.1 |  |  |  |  | 1
2020 | 10.2 | 0.5 |  |  |  |  | 1
2021 | 6.7 | -3 |  |  |  |  | 1
2022 | 10 | 0.3 |  |  |  |  | 1
2023 | 10 | 0.3 |  |  |  |  | 1
2024 | 13.6 | 3.9 |  |  |  |  | 1
2025 | 14.2 | 4.5 |  |  |  |  | 1
2026 | 12.3 | 2.6 |  |  |  |  | 1
2027 | 13.5 | 3.8 |  |  |  |  | 1
2028 | 16.6 | 6.9 |  |  |  |  | 1
2029 | 18.4 | 8.7 |  |  |  |  | 1
2030 | 19.8 | 10.1 |  |  |  |  | 1
2031 | 20.6 | 10.9 |  |  |  |  | 1
2032 | 21.6 | 11.9 |  |  |  |  | 1
2033 | 19 | 9.3 |  |  |  |  | 1
2034 | 17.8 | 8.1 |  |  |  |  | 1
2035 | 19.4 | 9.7 |  |  |  |  | 1
2036 | 17.4 | 7.7 |  |  |  |  | 1
2037 | 16.2 | 6.5 |  |  |  |  | 1
2038 | 14 | 4.3 |  |  |  |  | 1
2039 | 13 | 3.3 |  |  |  |  | 1
2040 | 13.6 | 3.9 |  |  |  |  | 1
2041 | 8.8 | -0.9 |  |  |  |  | 1
2042 | 8.3 | -1.4 |  |  |  |  | 1
2043 | 10 | 0.3 |  |  |  |  | 1
2044 | 10.9 | 1.2 |  |  |  |  | 1
2045 | 9 | -0.7 |  |  |  |  | 1
2046 | 8.3 | -1.4 |  |  |  |  | 1
2047 | 8.3 | -1.4 |  |  |  |  | 1
2048 | 12.3 | 2.6 |  |  |  |  | 1
2049 | 11.9 | 2.2 |  |  |  |  | 1
2050 | 17.6 | 7.9 |  |  |  |  | 1
2051 | 19.4 | 9.7 |  |  |  |  | 1
2052 | 18.3 | 8.6 |  |  |  |  | 1
2053 | 19.8 | 10.1 |  |  |  |  | 1
2054 | 20 | 10.3 |  |  |  |  | 1
2055 | 22.2 | 12.5 |  |  |  |  | 1
2056 | 21 | 11.3 |  |  |  |  | 1
2057 | 20.9 | 11.2 |  |  |  |  | 1
2058 | 21.8 | 12.1 |  |  |  |  | 1
2059 | 20 | 10.3 |  |  |  |  | 1
2060 | 20.6 | 10.9 |  |  |  |  | 1
2061 | 14.6 | 4.9 |  |  |  |  | 1
2062 | 14.3 | 4.6 |  |  |  |  | 1
2063 | 12.4 | 2.7 |  |  |  |  | 1
2064 | 13 | 3.3 |  |  |  |  | 1
2065 | 10.3 | 0.7 |  |  |  |  | 1
2066 | 10.7 | 1.1 |  |  |  |  | 1
2067 | 8 | -1.6 |  |  |  |  | 1
2068 | 9.1 | -0.5 |  |  |  |  | 1
2069 | 12.1 | 2.5 |  |  |  |  | 1
2070 | 12 | 2.4 |  |  |  |  | 1
2071 | 8.7 | -0.9 |  |  |  |  | 1
2072 | 12.6 | 3 |  |  |  |  | 1
2073 | 14.6 | 5 |  |  |  |  | 1
2074 | 14.6 | 5 |  |  |  |  | 1
2075 | 15.4 | 5.8 |  |  |  |  | 1
2076 | 19 | 9.4 |  |  |  |  | 1
2077 | 19.5 | 9.9 |  |  |  |  | 1
2078 | 21 | 11.4 |  |  |  |  | 1
2079 | 20.8 | 11.2 |  |  |  |  | 1
2080 | 24 | 14.4 |  |  |  |  | 1
2081 | 19.9 | 10.3 |  |  |  |  | 1
2082 | 19.8 | 10.2 |  |  |  |  | 1
2083 | 20 | 10.4 |  |  |  |  | 1
2084 | 19.1 | 9.5 |  |  |  |  | 1
2085 | 15.1 | 5.5 |  |  |  |  | 1
2086 | 16.7 | 7.1 |  |  |  |  | 1
2087 | 11.9 | 2.3 |  |  |  |  | 1
2088 | 12.2 | 2.6 |  |  |  |  | 1
2089 | 10.8 | 1.3 |  |  |  |  | 1
2090 | 9.3 | -0.2 |  |  |  |  | 1
2091 | 10.9 | 1.4 |  |  |  |  | 1
2092 | 6.6 | -2.9 |  |  |  |  | 1
2093 | 8.7 | -0.8 |  |  |  |  | 1
2094 | 9.1 | -0.4 |  |  |  |  | 1
2095 | 12.2 | 2.7 |  |  |  |  | 1
2096 | 14.2 | 4.7 |  |  |  |  | 1
2097 | 14.7 | 5.2 |  |  |  |  | 1
2098 | 17 | 7.5 |  |  |  |  | 1
2099 | 14.3 | 4.8 |  |  |  |  | 1
2100 | 18.6 | 9.1 |  |  |  |  | 1
2101 | 18 | 8.5 |  |  |  |  | 1
2102 | 20.1 | 10.6 |  |  |  |  | 1
2103 | 21.5 | 12 |  |  |  |  | 1
2104 | 21.5 | 12 |  |  |  |  | 1
2105 | 22.8 | 13.3 |  |  |  |  | 1
2106 | 18.2 | 8.7 |  |  |  |  | 1
2107 | 18.6 | 9.1 |  |  |  |  | 1
2108 | 16.6 | 7.1 |  |  |  |  | 1
2109 | 15 | 5.5 |  |  |  |  | 1
2110 | 16.6 | 7.1 |  |  |  |  | 1
2111 | 14 | 4.5 |  |  |  |  | 1
2112 | 14.2 | 4.7 |  |  |  |  | 1
2113 | 12.7 | 3.2 |  |  |  |  | 1
2114 | 10.4 | 0.9 |  |  |  |  | 1
2115 | 8.6 | -0.9 |  |  |  |  | 1
2116 | 10.8 | 1.3 |  |  |  |  | 1
2117 | 8.9 | -0.6 |  |  |  |  | 1
2118 | 8.9 | -0.6 |  |  |  |  | 1
2119 | 9.9 | 0.4 |  |  |  |  | 1
2120 | 12.7 | 3.2 |  |  |  |  | 1
2121 | 15.5 | 6 |  |  |  |  | 1
2122 | 15.6 | 6.1 |  |  |  |  | 1
2123 | 18.6 | 9.1 |  |  |  |  | 1
2124 | 18.7 | 9.2 |  |  |  |  | 1
2125 | 19.3 | 9.8 |  |  |  |  | 1
2126 | 24 | 14.5 |  |  |  |  | 1
2127 | 23.5 | 14 |  |  |  |  | 1
2128 | 21.8 | 12.3 |  |  |  |  | 1
2129 | 20.4 | 10.9 |  |  |  |  | 1
2130 | 18.8 | 9.3 |  |  |  |  | 1
2131 | 20.3 | 10.8 |  |  |  |  | 1
2132 | 18.3 | 8.8 |  |  |  |  | 1
2133 | 17.7 | 8.2 |  |  |  |  | 1
2134 | 16 | 6.5 |  |  |  |  | 1
2135 | 14.5 | 5 |  |  |  |  | 1
2136 | 13.9 | 4.4 |  |  |  |  | 1
2137 | 11.9 | 2.5 |  |  |  |  | 1
2138 | 9.7 | 0.3 |  |  |  |  | 1
2139 | 9 | -0.4 |  |  |  |  | 1
2140 | 10.5 | 1.1 |  |  |  |  | 1
2141 | 8.7 | -0.7 |  |  |  |  | 1
2142 | 11.4 | 2 |  |  |  |  | 1
2143 | 12.4 | 3 |  |  |  |  | 1
2144 | 12.7 | 3.3 |  |  |  |  | 1
2145 | 13.3 | 3.9 |  |  |  |  | 1
2146 | 13.6 | 4.2 |  |  |  |  | 1
2147 | 16 | 6.6 |  |  |  |  | 1
2148 | 16.8 | 7.4 |  |  |  |  | 1
2149 | 20 | 10.6 |  |  |  |  | 1
2150 | 20.4 | 11 |  |  |  |  | 1
2151 | 20.4 | 11 |  |  |  |  | 1
2152 | 22.8 | 13.4 |  |  |  |  | 1
2153 | 21.7 | 12.3 |  |  |  |  | 1
2154 | 21 | 11.6 |  |  |  |  | 1
2155 | 20.7 | 11.3 |  |  |  |  | 1
2156 | 20 | 10.6 |  |  |  |  | 1
2157 | 15.4 | 6 |  |  |  |  | 1
2158 | 16.6 | 7.2 |  |  |  |  | 1
2159 | 12 | 2.6 |  |  |  |  | 1
2160 | 11.8 | 2.4 |  |  |  |  | 1
2161 | 12.9 | 3.5 |  |  |  |  | 1
2162 | 11.6 | 2.2 |  |  |  |  | 1
2163 | 11 | 1.6 |  |  |  |  | 1
2164 | 10.2 | 0.8 |  |  |  |  | 1
2165 | 11.8 | 2.4 |  |  |  |  | 1
2166 | 8.9 | -0.5 |  |  |  |  | 1
2167 | 11.3 | 1.9 |  |  |  |  | 1
2168 | 13 | 3.6 |  |  |  |  | 1
2169 | 16.8 | 7.4 |  |  |  |  | 1
2170 | 17.2 | 7.8 |  |  |  |  | 1
2171 | 18.7 | 9.3 |  |  |  |  | 1
2172 | 18 | 8.6 |  |  |  |  | 1
2173 | 22.9 | 13.5 |  |  |  |  | 1
2174 | 21.7 | 12.3 |  |  |  |  | 1
2175 | 20.5 | 11.1 |  |  |  |  | 1
2176 | 24.8 | 15.4 |  |  |  |  | 1
2177 | 20 | 10.6 |  |  |  |  | 1
2178 | 20.1 | 10.7 |  |  |  |  | 1
2179 | 19.9 | 10.5 |  |  |  |  | 1
2180 | 17.8 | 8.4 |  |  |  |  | 1
2181 | 18.1 | 8.7 |  |  |  |  | 1
2182 | 16.3 | 6.9 |  |  |  |  | 1
2183 | 14.5 | 5.1 |  |  |  |  | 1
2184 | 15.2 | 5.8 |  |  |  |  | 1
2185 | 9.9 | 0.6 |  |  |  |  | 1
2186 | 12.6 | 3.3 |  |  |  |  | 1
2187 | 9.4 | 0.1 |  |  |  |  | 1
2188 | 11.9 | 2.6 |  |  |  |  | 1
2189 | 12.6 | 3.3 |  |  |  |  | 1
2190 | 13.7 | 4.4 |  |  |  |  | 1
2191 | 11.7 | 2.4 |  |  |  |  | 1
2192 | 11.7 | 2.4 |  |  |  |  | 1
2193 | 15 | 5.7 |  |  |  |  | 1
2194 | 16.1 | 6.8 |  |  |  |  | 1
2195 | 15.6 | 6.3 |  |  |  |  | 1
2196 | 20 | 10.7 |  |  |  |  | 1
2197 | 19.3 | 10 |  |  |  |  | 1
2198 | 23.1 | 13.8 |  |  |  |  | 1
2199 | 23.1 | 13.8 |  |  |  |  | 1
2200 | 21.8 | 12.5 |  |  |  |  | 1
2201 | 22 | 12.7 |  |  |  |  | 1
2202 | 21 | 11.7 |  |  |  |  | 1
2203 | 19.8 | 10.5 |  |  |  |  | 1
2204 | 22.9 | 13.6 |  |  |  |  | 1
2205 | 16.6 | 7.3 |  |  |  |  | 1
2206 | 16.2 | 6.9 |  |  |  |  | 1
2207 | 15.8 | 6.5 |  |  |  |  | 1
2208 | 12.7 | 3.4 |  |  |  |  | 1
2209 | 11.3 | 2.1 |  |  |  |  | 1
2210 | 9.5 | 0.3 |  |  |  |  | 1
2211 | 12 | 2.8 |  |  |  |  | 1
2212 | 11.2 | 2 |  |  |  |  | 1
2213 | 11.1 | 1.9 |  |  |  |  | 1
2214 | 9.3 | 0.1 |  |  |  |  | 1
2215 | 12.7 | 3.5 |  |  |  |  | 1
2216 | 13.7 | 4.5 |  |  |  |  | 1
2217 | 14.4 | 5.2 |  |  |  |  | 1
2218 | 14.7 | 5.5 |  |  |  |  | 1
2219 | 17.8 | 8.6 |  |  |  |  | 1
2220 | 18.3 | 9.1 |  |  |  |  | 1
2221 | 20.7 | 11.5 |  |  |  |  | 1
2222 | 21.6 | 12.4 |  |  |  |  | 1
2223 | 21.7 | 12.5 |  |  |  |  | 1
2224 | 23.4 | 14.2 |  |  |  |  | 1
2225 | 22.1 | 12.9 |  |  |  |  | 1
2226 | 22.2 | 13 |  |  |  |  | 1
2227 | 21.1 | 11.9 |  |  |  |  | 1
2228 | 20.6 | 11.4 |  |  |  |  | 1
2229 | 16.7 | 7.5 |  |  |  |  | 1
2230 | 15.9 | 6.7 |  |  |  |  | 1
2231 | 15.9 | 6.7 |  |  |  |  | 1
2232 | 13.5 | 4.3 |  |  |  |  | 1
2233 | 13.6 | 4.4 |  |  |  |  | 1
2234 | 12.2 | 3 |  |  |  |  | 1
2235 | 10.2 | 1 |  |  |  |  | 1
2236 | 11.6 | 2.4 |  |  |  |  | 1
2237 | 10.4 | 1.2 |  |  |  |  | 1
2238 | 12.5 | 3.3 |  |  |  |  | 1
2239 | 14.5 | 5.3 |  |  |  |  | 1
2240 | 14.8 | 5.6 |  |  |  |  | 1
2241 | 17.7 | 8.5 |  |  |  |  | 1
2242 | 14.7 | 5.5 |  |  |  |  | 1
2243 | 17.4 | 8.2 |  |  |  |  | 1
2244 | 19.2 | 10 |  |  |  |  | 1
2245 | 20.3 | 11.1 |  |  |  |  | 1
2246 | 22.2 | 13 |  |  |  |  | 1
2247 | 21.9 | 12.7 |  |  |  |  | 1
2248 | 23.9 | 14.7 |  |  |  |  | 1
2249 | 23.5 | 14.3 |  |  |  |  | 1
2250 | 22.2 | 13 |  |  |  |  | 1
2251 | 19.6 | 10.4 |  |  |  |  | 1
2252 | 20.2 | 11 |  |  |  |  | 1
2253 | 18.9 | 9.7 |  |  |  |  | 1
2254 | 17 | 7.8 |  |  |  |  | 1
2255 | 15 | 5.8 |  |  |  |  | 1
2256 | 15.2 | 6 |  |  |  |  | 1
2257 | 11.8 | 2.7 |  |  |  |  | 1
2258 | 11.1 | 2 |  |  |  |  | 1
2259 | 11.7 | 2.6 |  |  |  |  | 1
2260 | 11.4 | 2.3 |  |  |  |  | 1
2261 | 12 | 2.9 |  |  |  |  | 1
2262 | 11.2 | 2.1 |  |  |  |  | 1
2263 | 10.9 | 1.8 |  |  |  |  | 1
2264 | 12.3 | 3.2 |  |  |  |  | 1
2265 | 14.7 | 5.6 |  |  |  |  | 1
2266 | 17.7 | 8.6 |  |  |  |  | 1
2267 | 19.2 | 10.1 |  |  |  |  | 1
2268 | 17.6 | 8.5 |  |  |  |  | 1
2269 | 21.6 | 12.5 |  |  |  |  | 1
2270 | 21.8 | 12.7 |  |  |  |  | 1
2271 | 21.3 | 12.2 |  |  |  |  | 1
2272 | 25.4 | 16.3 |  |  |  |  | 1
2273 | 22.8 | 13.7 |  |  |  |  | 1
2274 | 22.9 | 13.8 |  |  |  |  | 1
2275 | 24.1 | 15 |  |  |  |  | 1
2276 | 19 | 9.9 |  |  |  |  | 1
2277 | 17.8 | 8.7 |  |  |  |  | 1
2278 | 18.5 | 9.4 |  |  |  |  | 1
2279 | 13.6 | 4.5 |  |  |  |  | 1
2280 | 13.8 | 4.7 |  |  |  |  | 1
2281 | 12.7 | 3.7 |  |  |  |  | 1
2282 | 12.9 | 3.9 |  |  |  |  | 1
2283 | 11.6 | 2.6 |  |  |  |  | 1
2284 | 9.8 | 0.8 |  |  |  |  | 1
2285 | 12.3 | 3.3 |  |  |  |  | 1
2286 | 12.8 | 3.8 |  |  |  |  | 1
2287 | 11.4 | 2.4 |  |  |  |  | 1
2288 | 13.1 | 4.1 |  |  |  |  | 1
2289 | 14.8 | 5.8 |  |  |  |  | 1
2290 | 15.6 | 6.6 |  |  |  |  | 1
2291 | 19.8 | 10.8 |  |  |  |  | 1
2292 | 19.5 | 10.5 |  |  |  |  | 1
2293 | 20.8 | 11.8 |  |  |  |  | 1
2294 | 20.9 | 11.9 |  |  |  |  | 1
2295 | 22.3 | 13.3 |  |  |  |  | 1
2296 | 24.7 | 15.7 |  |  |  |  | 1
2297 | 23.6 | 14.6 |  |  |  |  | 1
2298 | 20.2 | 11.2 |  |  |  |  | 1
2299 | 20 | 11 |  |  |  |  | 1
2300 | 20.7 | 11.7 |  |  |  |  | 1
2301 | 17.9 | 8.9 |  |  |  |  | 1
2302 | 16.3 | 7.3 |  |  |  |  | 1
2303 | 14.4 | 5.4 |  |  |  |  | 1
2304 | 12.3 | 3.3 |  |  |  |  | 1
2305 | 13 | 4 |  |  |  |  | 1
2306 | 11.5 | 2.5 |  |  |  |  | 1
2307 | 12.7 | 3.7 |  |  |  |  | 1
2308 | 11.1 | 2.1 |  |  |  |  | 1
2309 | 10.2 | 1.2 |  |  |  |  | 1
2310 | 12.8 | 3.8 |  |  |  |  | 1
2311 | 14.5 | 5.5 |  |  |  |  | 1
2312 | 13.3 | 4.3 |  |  |  |  | 1
2313 | 13.5 | 4.5 |  |  |  |  | 1
2314 | 16.6 | 7.6 |  |  |  |  | 1
2315 | 17.1 | 8.1 |  |  |  |  | 1
2316 | 22.1 | 13.1 |  |  |  |  | 1
2317 | 19.7 | 10.7 |  |  |  |  | 1
2318 | 21.9 | 12.9 |  |  |  |  | 1
2319 | 24.7 | 15.7 |  |  |  |  | 1
2320 | 24.2 | 15.2 |  |  |  |  | 1
2321 | 22.3 | 13.3 |  |  |  |  | 1
2322 | 21.4 | 12.4 |  |  |  |  | 1
2323 | 21.2 | 12.2 |  |  |  |  | 1
2324 | 19.8 | 10.8 |  |  |  |  | 1
2325 | 20.5 | 11.5 |  |  |  |  | 1
2326 | 17 | 8 |  |  |  |  | 1
2327 | 14 | 5 |  |  |  |  | 1
2328 | 15.3 | 6.3 |  |  |  |  | 1
2329 | 14.3 | 5.4 |  |  |  |  | 1
2330 | 11.9 | 3 |  |  |  |  | 1
2331 | 12.5 | 3.6 |  |  |  |  | 1
2332 | 11.4 | 2.5 |  |  |  |  | 1
2333 | 10.1 | 1.2 |  |  |  |  | 1
2334 | 12 | 3.1 |  |  |  |  | 1
2335 | 11.7 | 2.8 |  |  |  |  | 1
2336 | 13.6 | 4.7 |  |  |  |  | 1
2337 | 14.7 | 5.8 |  |  |  |  | 1
2338 | 17.7 | 8.8 |  |  |  |  | 1
2339 | 19.1 | 10.2 |  |  |  |  | 1
2340 | 18.8 | 9.9 |  |  |  |  | 1
2341 | 20.5 | 11.6 |  |  |  |  | 1
2342 | 22.5 | 13.6 |  |  |  |  | 1
2343 | 23.7 | 14.8 |  |  |  |  | 1
2344 | 23.4 | 14.5 |  |  |  |  | 1
2345 | 20.5 | 11.6 |  |  |  |  | 1
2346 | 24.1 | 15.2 |  |  |  |  | 1
2347 | 23.7 | 14.8 |  |  |  |  | 1
2348 | 22.2 | 13.3 |  |  |  |  | 1
2349 | 19.5 | 10.6 |  |  |  |  | 1
2350 | 18.1 | 9.2 |  |  |  |  | 1
2351 | 15 | 6.1 |  |  |  |  | 1
2352 | 14.6 | 5.7 |  |  |  |  | 1
2353 | 11.9 | 3.1 |  |  |  |  | 1
2354 | 12.5 | 3.7 |  |  |  |  | 1
2355 | 10 | 1.2 |  |  |  |  | 1
2356 | 12.2 | 3.4 |  |  |  |  | 1
2357 | 11.3 | 2.5 |  |  |  |  | 1
2358 | 13.3 | 4.5 |  |  |  |  | 1
2359 | 13.5 | 4.7 |  |  |  |  | 1
2360 | 14 | 5.2 |  |  |  |  | 1
2361 | 17 | 8.2 |  |  |  |  | 1
2362 | 16.1 | 7.3 |  |  |  |  | 1
2363 | 18.8 | 10 |  |  |  |  | 1
2364 | 19.9 | 11.1 |  |  |  |  | 1
2365 | 22.7 | 13.9 |  |  |  |  | 1
2366 | 22.6 | 13.8 |  |  |  |  | 1
2367 | 23.7 | 14.9 |  |  |  |  | 1
2368 | 24.2 | 15.4 |  |  |  |  | 1
2369 | 20.5 | 11.7 |  |  |  |  | 1
2370 | 21.6 | 12.8 |  |  |  |  | 1
2371 | 21.9 | 13.1 |  |  |  |  | 1
2372 | 21.8 | 13 |  |  |  |  | 1
2373 | 19.8 | 11 |  |  |  |  | 1
2374 | 19.1 | 10.3 |  |  |  |  | 1
2375 | 15.7 | 6.9 |  |  |  |  | 1
2376 | 14.7 | 5.9 |  |  |  |  | 1
2377 | 12.9 | 4.1 |  |  |  |  | 1
2378 | 12 | 3.2 |  |  |  |  | 1
2379 | 10.9 | 2.1 |  |  |  |  | 1
2380 | 11.1 | 2.3 |  |  |  |  | 1
2381 | 11.7 | 2.9 |  |  |  |  | 1
2382 | 11.8 | 3 |  |  |  |  | 1
2383 | 13.5 | 4.7 |  |  |  |  | 1
2384 | 12.6 | 3.8 |  |  |  |  | 1
2385 | 16.7 | 7.9 |  |  |  |  | 1
2386 | 18 | 9.2 |  |  |  |  | 1
2387 | 19.8 | 11 |  |  |  |  | 1
2388 | 20.2 | 11.4 |  |  |  |  | 1
2389 | 21.4 | 12.6 |  |  |  |  | 1
2390 | 24.1 | 15.3 |  |  |  |  | 1
2391 | 23.4 | 14.6 |  |  |  |  | 1
2392 | 26.1 | 17.3 |  |  |  |  | 1
2393 | 21.8 | 13 |  |  |  |  | 1
2394 | 22.6 | 13.8 |  |  |  |  | 1
2395 | 20.6 | 11.8 |  |  |  |  | 1
2396 | 19.8 | 11 |  |  |  |  | 1
2397 | 18.3 | 9.5 |  |  |  |  | 1
2398 | 17.2 | 8.4 |  |  |  |  | 1
2399 | 17.1 | 8.3 |  |  |  |  | 1
2400 | 13.4 | 4.6 |  |  |  |  | 1
2401 | 14.4 | 5.7 |  |  |  |  | 1
2402 | 11 | 2.3 |  |  |  |  | 1
2403 | 11.7 | 3 |  |  |  |  | 1
2404 | 13.5 | 4.8 |  |  |  |  | 1
2405 | 12.7 | 4 |  |  |  |  | 1
2406 | 13.1 | 4.4 |  |  |  |  | 1
2407 | 14.5 | 5.8 |  |  |  |  | 1
2408 | 15.6 | 6.9 |  |  |  |  | 1
2409 | 17.1 | 8.4 |  |  |  |  | 1
2410 | 19.6 | 10.9 |  |  |  |  | 1
2411 | 18.3 | 9.6 |  |  |  |  | 1
2412 | 20.9 | 12.2 |  |  |  |  | 1
2413 | 23 | 14.3 |  |  |  |  | 1
2414 | 24 | 15.3 |  |  |  |  | 1
2415 | 24.4 | 15.7 |  |  |  |  | 1
2416 | 25.5 | 16.8 |  |  |  |  | 1
2417 | 23.1 | 14.4 |  |  |  |  | 1
2418 | 21.5 | 12.8 |  |  |  |  | 1
2419 | 23.7 | 15 |  |  |  |  | 1
2420 | 20.9 | 12.2 |  |  |  |  | 1
2421 | 18.8 | 10.1 |  |  |  |  | 1
2422 | 18 | 9.3 |  |  |  |  | 1
2423 | 15.9 | 7.2 |  |  |  |  | 1
2424 | 16.2 | 7.5 |  |  |  |  | 1
2425 | 15 | 6.4 |  |  |  |  | 1
2426 | 13.3 | 4.7 |  |  |  |  | 1
2427 | 13 | 4.4 |  |  |  |  | 1
2428 | 12.2 | 3.6 |  |  |  |  | 1
2429 | 13.6 | 5 |  |  |  |  | 1
2430 | 10.1 | 1.5 |  |  |  |  | 1
2431 | 12.5 | 3.9 |  |  |  |  | 1
2432 | 15.1 | 6.5 |  |  |  |  | 1
2433 | 16.1 | 7.5 |  |  |  |  | 1
2434 | 17 | 8.4 |  |  |  |  | 1
2435 | 20.4 | 11.8 |  |  |  |  | 1
2436 | 20 | 11.4 |  |  |  |  | 1
2437 | 22.7 | 14.1 |  |  |  |  | 1
2438 | 23.5 | 14.9 |  |  |  |  | 1
2439 | 24 | 15.4 |  |  |  |  | 1
2440 | 23.2 | 14.6 |  |  |  |  | 1
2441 | 23.7 | 15.1 |  |  |  |  | 1
2442 | 24.8 | 16.2 |  |  |  |  | 1
2443 | 23 | 14.4 |  |  |  |  | 1
2444 | 22.3 | 13.7 |  |  |  |  | 1
2445 | 19.6 | 11 |  |  |  |  | 1
2446 | 16.1 | 7.5 |  |  |  |  | 1
2447 | 16 | 7.4 |  |  |  |  | 1
2448 | 15 | 6.4 |  |  |  |  | 1
2449 | 15.7 | 7.2 |  |  |  |  | 1
2450 | 14.5 | 6 |  |  |  |  | 1
2451 | 13.1 | 4.6 |  |  |  |  | 1
2452 | 11.3 | 2.8 |  |  |  |  | 1
2453 | 12.7 | 4.2 |  |  |  |  | 1
2454 | 12.8 | 4.3 |  |  |  |  | 1
2455 | 13.8 | 5.3 |  |  |  |  | 1
2456 | 13.9 | 5.4 |  |  |  |  | 1
2457 | 17.4 | 8.9 |  |  |  |  | 1
2458 | 18.3 | 9.8 |  |  |  |  | 1
2459 | 20.9 | 12.4 |  |  |  |  | 1
2460 | 19.6 | 11.1 |  |  |  |  | 1
2461 | 21.2 | 12.7 |  |  |  |  | 1
2462 | 27.9 | 19.4 |  |  |  |  | 1
2463 | 23.1 | 14.6 |  |  |  |  | 1
2464 | 24.7 | 16.2 |  |  |  |  | 1
2465 | 24.7 | 16.2 |  |  |  |  | 1
2466 | 22.4 | 13.9 |  |  |  |  | 1
2467 | 24.7 | 16.2 |  |  |  |  | 1
2468 | 21.3 | 12.8 |  |  |  |  | 1
2469 | 20.1 | 11.6 |  |  |  |  | 1
2470 | 20.5 | 12 |  |  |  |  | 1
2471 | 15.9 | 7.4 |  |  |  |  | 1
2472 | 14.8 | 6.3 |  |  |  |  | 1
2473 | 13.9 | 5.4 |  |  |  |  | 1
2474 | 11.7 | 3.2 |  |  |  |  | 1
2475 | 13.1 | 4.6 |  |  |  |  | 1
2476 | 13.1 | 4.6 |  |  |  |  | 1
2477 | 13 | 4.5 |  |  |  |  | 1
2478 | 14.1 | 5.6 |  |  |  |  | 1
2479 | 15.4 | 6.9 |  |  |  |  | 1
2480 | 16 | 7.5 |  |  |  |  | 1
2481 | 16.7 | 8.2 |  |  |  |  | 1
2482 | 20 | 11.5 |  |  |  |  | 1
2483 | 19.3 | 10.8 |  |  |  |  | 1
2484 | 23.2 | 14.7 |  |  |  |  | 1
2485 | 22.6 | 14.1 |  |  |  |  | 1
2486 | 24.7 | 16.2 |  |  |  |  | 1
2487 | 26.5 | 18 |  |  |  |  | 1
2488 | 21.8 | 13.3 |  |  |  |  | 1
2489 | 24.1 | 15.6 |  |  |  |  | 1
2490 | 23.3 | 14.8 |  |  |  |  | 1
2491 | 24.8 | 16.3 |  |  |  |  | 1
2492 | 21.1 | 12.6 |  |  |  |  | 1
2493 | 23.4 | 14.9 |  |  |  |  | 1
2494 | 16.7 | 8.2 |  |  |  |  | 1
2495 | 17.4 | 8.9 |  |  |  |  | 1
2496 | 15.1 | 6.6 |  |  |  |  | 1
2497 | 15.1 | 6.7 |  |  |  |  | 1
2498 | 12.9 | 4.5 |  |  |  |  | 1
2499 | 12.4 | 4 |  |  |  |  | 1
2500 | 10.6 | 2.2 |  |  |  |  | 1
2501 | 13.1 | 4.7 |  |  |  |  | 1
2502 | 11.8 | 3.4 |  |  |  |  | 1
2503 | 12.9 | 4.5 |  |  |  |  | 1
2504 | 15.9 | 7.5 |  |  |  |  | 1
2505 | 17.1 | 8.7 |  |  |  |  | 1
2506 | 20 | 11.6 |  |  |  |  | 1
2507 | 18.7 | 10.3 |  |  |  |  | 1
2508 | 22.3 | 13.9 |  |  |  |  | 1
2509 | 23.4 | 15 |  |  |  |  | 1
2510 | 23.6 | 15.2 |  |  |  |  | 1
2511 | 23.6 | 15.2 |  |  |  |  | 1
2512 | 24.7 | 16.3 |  |  |  |  | 1
2513 | 25.6 | 17.2 |  |  |  |  | 1
2514 | 23.5 | 15.1 |  |  |  |  | 1
2515 | 24 | 15.6 |  |  |  |  | 1
2516 | 21.4 | 13 |  |  |  |  | 1
2517 | 22.4 | 14 |  |  |  |  | 1
2518 | 18.8 | 10.4 |  |  |  |  | 1
2519 | 17 | 8.6 |  |  |  |  | 1
2520 | 13.8 | 5.4 |  |  |  |  | 1
2521 | 13 | 4.7 |  |  |  |  | 1
2522 | 14.2 | 5.9 |  |  |  |  | 1
2523 | 12.9 | 4.6 |  |  |  |  | 1
2524 | 13.3 | 5 |  |  |  |  | 1
2525 | 12.4 | 4.1 |  |  |  |  | 1
2526 | 13.6 | 5.3 |  |  |  |  | 1
2527 | 14 | 5.7 |  |  |  |  | 1
2528 | 16.3 | 8 |  |  |  |  | 1
2529 | 17.2 | 8.9 |  |  |  |  | 1
2530 | 21.2 | 12.9 |  |  |  |  | 1
2531 | 19.7 | 11.4 |  |  |  |  | 1
2532 | 23.3 | 15 |  |  |  |  | 1
2533 | 21.9 | 13.6 |  |  |  |  | 1
2534 | 23.6 | 15.3 |  |  |  |  | 1
2535 | 23.8 | 15.5 |  |  |  |  | 1
2536 | 26.5 | 18.2 |  |  |  |  | 1
2537 | 25.3 | 17 |  |  |  |  | 1
2538 | 24.3 | 16 |  |  |  |  | 1
2539 | 23.5 | 15.2 |  |  |  |  | 1
2540 | 20.7 | 12.4 |  |  |  |  | 1
2541 | 22.2 | 13.9 |  |  |  |  | 1
2542 | 20.6 | 12.3 |  |  |  |  | 1
2543 | 17.4 | 9.1 |  |  |  |  | 1
2544 | 16 | 7.7 |  |  |  |  | 1
2545 | 15.7 | 7.4 |  |  |  |  | 1
2546 | 13.8 | 5.5 |  |  |  |  | 1
2547 | 13.1 | 4.8 |  |  |  |  | 1
2548 | 12.6 | 4.3 |  |  |  |  | 1
2549 | 13 | 4.7 |  |  |  |  | 1
2550 | 13.4 | 5.1 |  |  |  |  | 1
2551 | 15.8 | 7.5 |  |  |  |  | 1
2552 | 15.8 | 7.5 |  |  |  |  | 1
2553 | 17.1 | 8.8 |  |  |  |  | 1
2554 | 18.4 | 10.1 |  |  |  |  | 1
2555 | 18.9 | 10.6 |  |  |  |  | 1
2556 | 24 | 15.7 |  |  |  |  | 1
2557 | 24 | 15.7 |  |  |  |  | 1
2558 | 25.4 | 17.1 |  |  |  |  | 1
2559 | 24.3 | 16 |  |  |  |  | 1
2560 | 26.9 | 18.6 |  |  |  |  | 1
2561 | 25.1 | 16.8 |  |  |  |  | 1
2562 | 26.1 | 17.8 |  |  |  |  | 1
2563 | 23.4 | 15.1 |  |  |  |  | 1
2564 | 22.1 | 13.8 |  |  |  |  | 1
2565 | 20.1 | 11.8 |  |  |  |  | 1
2566 | 19.3 | 11 |  |  |  |  | 1
2567 | 17.9 | 9.6 |  |  |  |  | 1
2568 | 18 | 9.7 |  |  |  |  | 1
2569 | 17 | 8.8 |  |  |  |  | 1
2570 | 14.3 | 6.1 |  |  |  |  | 1
2571 | 15 | 6.8 |  |  |  |  | 1
2572 | 10.1 | 1.9 |  |  |  |  | 1
2573 | 13 | 4.8 |  |  |  |  | 1
2574 | 14.5 | 6.3 |  |  |  |  | 1
2575 | 16.2 | 8 |  |  |  |  | 1
2576 | 16.9 | 8.7 |  |  |  |  | 1
2577 | 17.8 | 9.6 |  |  |  |  | 1
2578 | 18.8 | 10.6 |  |  |  |  | 1
2579 | 20 | 11.8 |  |  |  |  | 1
2580 | 24.7 | 16.5 |  |  |  |  | 1
2581 | 25 | 16.8 |  |  |  |  | 1
2582 | 26.1 | 17.9 |  |  |  |  | 1
2583 | 25.2 | 17 |  |  |  |  | 1
2584 | 24.7 | 16.5 |  |  |  |  | 1
2585 | 25.8 | 17.6 |  |  |  |  | 1
2586 | 24.5 | 16.3 |  |  |  |  | 1
2587 | 23.5 | 15.3 |  |  |  |  | 1
2588 | 22.4 | 14.2 |  |  |  |  | 1
2589 | 20.2 | 12 |  |  |  |  | 1
2590 | 18.3 | 10.1 |  |  |  |  | 1
2591 | 17.5 | 9.3 |  |  |  |  | 1
2592 | 14.7 | 6.5 |  |  |  |  | 1
2593 | 16.1 | 8 |  |  |  |  | 1
2594 | 15.4 | 7.3 |  |  |  |  | 1
2595 | 12.9 | 4.8 |  |  |  |  | 1
2596 | 11.4 | 3.3 |  |  |  |  | 1
2597 | 14.3 | 6.2 |  |  |  |  | 1
2598 | 14.7 | 6.6 |  |  |  |  | 1
2599 | 15.4 | 7.3 |  |  |  |  | 1
2600 | 15 | 6.9 |  |  |  |  | 1
2601 | 15.7 | 7.6 |  |  |  |  | 1
2602 | 21.6 | 13.5 |  |  |  |  | 1
2603 | 20.9 | 12.8 |  |  |  |  | 1
2604 | 23.2 | 15.1 |  |  |  |  | 1
2605 | 23.7 | 15.6 |  |  |  |  | 1
2606 | 25.3 | 17.2 |  |  |  |  | 1
2607 | 23.8 | 15.7 |  |  |  |  | 1
2608 | 25.1 | 17 |  |  |  |  | 1
2609 | 23.8 | 15.7 |  |  |  |  | 1
2610 | 23.5 | 15.4 |  |  |  |  | 1
2611 | 23 | 14.9 |  |  |  |  | 1
2612 | 20.4 | 12.3 |  |  |  |  | 1
2613 | 20.6 | 12.5 |  |  |  |  | 1
2614 | 18.7 | 10.6 |  |  |  |  | 1
2615 | 16.6 | 8.5 |  |  |  |  | 1
2616 | 16.4 | 8.3 |  |  |  |  | 1
2617 | 15.5 | 7.4 |  |  |  |  | 1
2618 | 13.6 | 5.5 |  |  |  |  | 1
2619 | 16.4 | 8.3 |  |  |  |  | 1
2620 | 14.7 | 6.6 |  |  |  |  | 1
2621 | 15.3 | 7.2 |  |  |  |  | 1
2622 | 14.2 | 6.1 |  |  |  |  | 1
2623 | 16.6 | 8.5 |  |  |  |  | 1
2624 | 17.7 | 9.6 |  |  |  |  | 1
2625 | 17 | 8.9 |  |  |  |  | 1
2626 | 19 | 10.9 |  |  |  |  | 1
2627 | 24.8 | 16.7 |  |  |  |  | 1
2628 | 22.3 | 14.2 |  |  |  |  | 1
2629 | 24.6 | 16.5 |  |  |  |  | 1
2630 | 24.7 | 16.6 |  |  |  |  | 1
2631 | 26.6 | 18.5 |  |  |  |  | 1
2632 | 24.6 | 16.5 |  |  |  |  | 1
2633 | 24.4 | 16.3 |  |  |  |  | 1
2634 | 26.4 | 18.3 |  |  |  |  | 1
2635 | 24.3 | 16.2 |  |  |  |  | 1
2636 | 19.8 | 11.7 |  |  |  |  | 1
2637 | 21.4 | 13.3 |  |  |  |  | 1
2638 | 19.6 | 11.5 |  |  |  |  | 1
2639 | 19.1 | 11 |  |  |  |  | 1
2640 | 17.2 | 9.1 |  |  |  |  | 1
2641 | 16.2 | 8.2 |  |  |  |  | 1
2642 | 14.9 | 6.9 |  |  |  |  | 1
2643 | 14.6 | 6.6 |  |  |  |  | 1
2644 | 12.6 | 4.6 |  |  |  |  | 1
2645 | 13.2 | 5.2 |  |  |  |  | 1
2646 | 13.8 | 5.8 |  |  |  |  | 1
2647 | 14.1 | 6.1 |  |  |  |  | 1
2648 | 17.9 | 9.9 |  |  |  |  | 1
2649 | 19.7 | 11.7 |  |  |  |  | 1
2650 | 20.7 | 12.7 |  |  |  |  | 1
2651 | 20.8 | 12.8 |  |  |  |  | 1
2652 | 22.4 | 14.4 |  |  |  |  | 1
2653 | 23.7 | 15.7 |  |  |  |  | 1
2654 | 26.5 | 18.5 |  |  |  |  | 1
2655 | 26.4 | 18.4 |  |  |  |  | 1
2656 | 28.1 | 20.1 |  |  |  |  | 1
2657 | 24.6 | 16.6 |  |  |  |  | 1
2658 | 24.9 | 16.9 |  |  |  |  | 1
2659 | 22.7 | 14.7 |  |  |  |  | 1
2660 | 21.3 | 13.3 |  |  |  |  | 1
2661 | 21.4 | 13.4 |  |  |  |  | 1
2662 | 19.6 | 11.6 |  |  |  |  | 1
2663 | 17.8 | 9.8 |  |  |  |  | 1
2664 | 15.2 | 7.2 |  |  |  |  | 1
2665 | 16.2 | 8.3 |  |  |  |  | 1
2666 | 14.7 | 6.8 |  |  |  |  | 1
2667 | 15.5 | 7.6 |  |  |  |  | 1
2668 | 14.9 | 7 |  |  |  |  | 1
2669 | 12.8 | 4.9 |  |  |  |  | 1
2670 | 15.5 | 7.6 |  |  |  |  | 1
2671 | 15.2 | 7.3 |  |  |  |  | 1
2672 | 19 | 11.1 |  |  |  |  | 1
2673 | 18.6 | 10.7 |  |  |  |  | 1
2674 | 19.6 | 11.7 |  |  |  |  | 1
2675 | 21.3 | 13.4 |  |  |  |  | 1
2676 | 21.4 | 13.5 |  |  |  |  | 1
2677 | 26 | 18.1 |  |  |  |  | 1
2678 | 27.9 | 20 |  |  |  |  | 1
2679 | 23.9 | 16 |  |  |  |  | 1
2680 | 25.9 | 18 |  |  |  |  | 1
2681 | 25.9 | 18 |  |  |  |  | 1
2682 | 24.7 | 16.8 |  |  |  |  | 1
2683 | 25.9 | 18 |  |  |  |  | 1
2684 | 24.7 | 16.8 |  |  |  |  | 1
2685 | 21.5 | 13.6 |  |  |  |  | 1
2686 | 22.7 | 14.8 |  |  |  |  | 1
2687 | 18.7 | 10.8 |  |  |  |  | 1
2688 | 16.9 | 9 |  |  |  |  | 1
2689 | 16.5 | 8.6 |  |  |  |  | 1
2690 | 14.3 | 6.4 |  |  |  |  | 1
2691 | 16.4 | 8.5 |  |  |  |  | 1
2692 | 15.2 | 7.3 |  |  |  |  | 1
2693 | 14.2 | 6.3 |  |  |  |  | 1
2694 | 15 | 7.1 |  |  |  |  | 1
2695 | 15.1 | 7.2 |  |  |  |  | 1
2696 | 17.7 | 9.8 |  |  |  |  | 1
2697 | 17.3 | 9.4 |  |  |  |  | 1
2698 | 20.4 | 12.5 |  |  |  |  | 1
2699 | 21.3 | 13.4 |  |  |  |  | 1
2700 | 24.1 | 16.2 |  |  |  |  | 1
2701 | 25.9 | 18 |  |  |  |  | 1
2702 | 26.6 | 18.7 |  |  |  |  | 1
2703 | 26.1 | 18.2 |  |  |  |  | 1
2704 | 25.6 | 17.7 |  |  |  |  | 1
2705 | 25.8 | 17.9 |  |  |  |  | 1
2706 | 25.6 | 17.7 |  |  |  |  | 1
2707 | 25.2 | 17.3 |  |  |  |  | 1
2708 | 22.7 | 14.8 |  |  |  |  | 1
2709 | 20.8 | 12.9 |  |  |  |  | 1
2710 | 20.6 | 12.7 |  |  |  |  | 1
2711 | 20.5 | 12.6 |  |  |  |  | 1
2712 | 19.7 | 11.8 |  |  |  |  | 1
2713 | 17.3 | 9.5 |  |  |  |  | 1
2714 | 14.2 | 6.4 |  |  |  |  | 1
2715 | 16.5 | 8.7 |  |  |  |  | 1
2716 | 13.6 | 5.8 |  |  |  |  | 1
2717 | 13.9 | 6.1 |  |  |  |  | 1
2718 | 15.9 | 8.1 |  |  |  |  | 1
2719 | 14.7 | 6.9 |  |  |  |  | 1
2720 | 18.6 | 10.8 |  |  |  |  | 1
2721 | 19 | 11.2 |  |  |  |  | 1
2722 | 21.1 | 13.3 |  |  |  |  | 1
2723 | 21.2 | 13.4 |  |  |  |  | 1
2724 | 24.6 | 16.8 |  |  |  |  | 1
2725 | 25.5 | 17.7 |  |  |  |  | 1
2726 | 25.4 | 17.6 |  |  |  |  | 1
2727 | 27.5 | 19.7 |  |  |  |  | 1
2728 | 23.4 | 15.6 |  |  |  |  | 1
2729 | 26.8 | 19 |  |  |  |  | 1
2730 | 25.7 | 17.9 |  |  |  |  | 1
2731 | 23.9 | 16.1 |  |  |  |  | 1
2732 | 23.8 | 16 |  |  |  |  | 1
2733 | 22.8 | 15 |  |  |  |  | 1
2734 | 19.7 | 11.9 |  |  |  |  | 1
2735 | 18.9 | 11.1 |  |  |  |  | 1
2736 | 17.6 | 9.8 |  |  |  |  | 1
2737 | 17.1 | 9.4 |  |  |  |  | 1
2738 | 17.1 | 9.4 |  |  |  |  | 1
2739 | 14.5 | 6.8 |  |  |  |  | 1
2740 | 16.4 | 8.7 |  |  |  |  | 1
2741 | 13.5 | 5.8 |  |  |  |  | 1
2742 | 16 | 8.3 |  |  |  |  | 1
2743 | 14.5 | 6.8 |  |  |  |  | 1
2744 | 17.9 | 10.2 |  |  |  |  | 1
2745 | 20.1 | 12.4 |  |  |  |  | 1
2746 | 23.3 | 15.6 |  |  |  |  | 1
2747 | 22.4 | 14.7 |  |  |  |  | 1
2748 | 22.9 | 15.2 |  |  |  |  | 1
2749 | 26.3 | 18.6 |  |  |  |  | 1
2750 | 26.1 | 18.4 |  |  |  |  | 1
2751 | 26.7 | 19 |  |  |  |  | 1
2752 | 27.9 | 20.2 |  |  |  |  | 1
2753 | 27.9 | 20.2 |  |  |  |  | 1
2754 | 23.9 | 16.2 |  |  |  |  | 1
2755 | 25.1 | 17.4 |  |  |  |  | 1
2756 | 23.8 | 16.1 |  |  |  |  | 1
2757 | 21.1 | 13.4 |  |  |  |  | 1
2758 | 18.9 | 11.2 |  |  |  |  | 1
2759 | 19.2 | 11.5 |  |  |  |  | 1
2760 | 17.3 | 9.6 |  |  |  |  | 1
2761 | 15.9 | 8.2 |  |  |  |  | 1
2762 | 15.7 | 8 |  |  |  |  | 1
2763 | 14.8 | 7.1 |  |  |  |  | 1
2764 | 15.1 | 7.4 |  |  |  |  | 1
2765 | 17.1 | 9.4 |  |  |  |  | 1
2766 | 15.8 | 8.1 |  |  |  |  | 1
2767 | 19 | 11.3 |  |  |  |  | 1
2768 | 19.5 | 11.8 |  |  |  |  | 1
2769 | 20.6 | 12.9 |  |  |  |  | 1
2770 | 20.2 | 12.5 |  |  |  |  | 1
2771 | 22.2 | 14.5 |  |  |  |  | 1
2772 | 22.9 | 15.2 |  |  |  |  | 1
2773 | 25.8 | 18.1 |  |  |  |  | 1
2774 | 26.1 | 18.4 |  |  |  |  | 1
2775 | 27.4 | 19.7 |  |  |  |  | 1
2776 | 27.4 | 19.7 |  |  |  |  | 1
2777 | 27 | 19.3 |  |  |  |  | 1
2778 | 25.8 | 18.1 |  |  |  |  | 1
2779 | 24.1 | 16.4 |  |  |  |  | 1
2780 | 23.5 | 15.8 |  |  |  |  | 1
2781 | 23.4 | 15.7 |  |  |  |  | 1
2782 | 20.8 | 13.1 |  |  |  |  | 1
2783 | 19.4 | 11.7 |  |  |  |  | 1
2784 | 19.1 | 11.4 |  |  |  |  | 1
2785 | 17.6 | 10 |  |  |  |  | 1
2786 | 14.3 | 6.7 |  |  |  |  | 1
2787 | 15.3 | 7.7 |  |  |  |  | 1
2788 | 14.2 | 6.6 |  |  |  |  | 1
2789 | 15.4 | 7.8 |  |  |  |  | 1
2790 | 16.5 | 8.9 |  |  |  |  | 1
2791 | 17.6 | 10 |  |  |  |  | 1
2792 | 20.2 | 12.6 |  |  |  |  | 1
2793 | 19.1 | 11.5 |  |  |  |  | 1
2794 | 20.9 | 13.3 |  |  |  |  | 1
2795 | 23.5 | 15.9 |  |  |  |  | 1
2796 | 25.4 | 17.8 |  |  |  |  | 1
2797 | 24.2 | 16.6 |  |  |  |  | 1
2798 | 27.3 | 19.7 |  |  |  |  | 1
2799 | 27.8 | 20.2 |  |  |  |  | 1
2800 | 27.1 | 19.5 |  |  |  |  | 1
2801 | 26.7 | 19.1 |  |  |  |  | 1
2802 | 27.3 | 19.7 |  |  |  |  | 1
2803 | 26 | 18.4 |  |  |  |  | 1
2804 | 24.7 | 17.1 |  |  |  |  | 1
2805 | 21.9 | 14.3 |  |  |  |  | 1
2806 | 19.2 | 11.6 |  |  |  |  | 1
2807 | 19.6 | 12 |  |  |  |  | 1
2808 | 17.9 | 10.3 |  |  |  |  | 1
2809 | 17.7 | 10.2 |  |  |  |  | 1
2810 | 15.3 | 7.8 |  |  |  |  | 1
2811 | 16.4 | 8.9 |  |  |  |  | 1
2812 | 15.9 | 8.4 |  |  |  |  | 1
2813 | 14.8 | 7.3 |  |  |  |  | 1
2814 | 17.4 | 9.9 |  |  |  |  | 1
2815 | 16.8 | 9.3 |  |  |  |  | 1
2816 | 17.6 | 10.1 |  |  |  |  | 1
2817 | 20.2 | 12.7 |  |  |  |  | 1
2818 | 21.4 | 13.9 |  |  |  |  | 1
2819 | 21.9 | 14.4 |  |  |  |  | 1
2820 | 25.2 | 17.7 |  |  |  |  | 1
2821 | 25.7 | 18.2 |  |  |  |  | 1
2822 | 25.7 | 18.2 |  |  |  |  | 1
2823 | 25.1 | 17.6 |  |  |  |  | 1
2824 | 28 | 20.5 |  |  |  |  | 1
2825 | 27.4 | 19.9 |  |  |  |  | 1
2826 | 26.8 | 19.3 |  |  |  |  | 1
2827 | 27.3 | 19.8 |  |  |  |  | 1
2828 | 21.5 | 14 |  |  |  |  | 1
2829 | 24.5 | 17 |  |  |  |  | 1
2830 | 23.1 | 15.6 |  |  |  |  | 1
2831 | 18.7 | 11.2 |  |  |  |  | 1
2832 | 19.7 | 12.2 |  |  |  |  | 1
2833 | 16.4 | 8.9 |  |  |  |  | 1
2834 | 15.2 | 7.7 |  |  |  |  | 1
2835 | 15.7 | 8.2 |  |  |  |  | 1
2836 | 17.8 | 10.3 |  |  |  |  | 1
2837 | 16.3 | 8.8 |  |  |  |  | 1
2838 | 16.5 | 9 |  |  |  |  | 1
2839 | 18.5 | 11 |  |  |  |  | 1
2840 | 17.9 | 10.4 |  |  |  |  | 1
2841 | 21.9 | 14.4 |  |  |  |  | 1
2842 | 23.5 | 16 |  |  |  |  | 1
2843 | 23.7 | 16.2 |  |  |  |  | 1
2844 | 23.7 | 16.2 |  |  |  |  | 1
2845 | 27.2 | 19.7 |  |  |  |  | 1
2846 | 27.2 | 19.7 |  |  |  |  | 1
2847 | 28.2 | 20.7 |  |  |  |  | 1
2848 | 29 | 21.5 |  |  |  |  | 1
2849 | 28 | 20.5 |  |  |  |  | 1
2850 | 25.8 | 18.3 |  |  |  |  | 1
2851 | 27.7 | 20.2 |  |  |  |  | 1
2852 | 25 | 17.5 |  |  |  |  | 1
2853 | 23.6 | 16.1 |  |  |  |  | 1
2854 | 22.4 | 14.9 |  |  |  |  | 1
2855 | 20.5 | 13 |  |  |  |  | 1
2856 | 19.5 | 12 |  |  |  |  | 1
2857 | 17.8 | 10.4 |  |  |  |  | 1
2858 | 16.4 | 9 |  |  |  |  | 1
2859 | 15.4 | 8 |  |  |  |  | 1
2860 | 15.2 | 7.8 |  |  |  |  | 1
2861 | 15.7 | 8.3 |  |  |  |  | 1
2862 | 17.8 | 10.4 |  |  |  |  | 1
2863 | 17.2 | 9.8 |  |  |  |  | 1
2864 | 18.7 | 11.3 |  |  |  |  | 1
2865 | 20.2 | 12.8 |  |  |  |  | 1
2866 | 22.5 | 15.1 |  |  |  |  | 1
2867 | 24.2 | 16.8 |  |  |  |  | 1
2868 | 27.2 | 19.8 |  |  |  |  | 1
2869 | 24.4 | 17 |  |  |  |  | 1
2870 | 26.8 | 19.4 |  |  |  |  | 1
2871 | 28.3 | 20.9 |  |  |  |  | 1
2872 | 25.8 | 18.4 |  |  |  |  | 1
2873 | 29.7 | 22.3 |  |  |  |  | 1
2874 | 26.9 | 19.5 |  |  |  |  | 1
2875 | 25.1 | 17.7 |  |  |  |  | 1
2876 | 26 | 18.6 |  |  |  |  | 1
2877 | 20.8 | 13.4 |  |  |  |  | 1
2878 | 22.1 | 14.7 |  |  |  |  | 1
2879 | 19.1 | 11.7 |  |  |  |  | 1
2880 | 18.8 | 11.4 |  |  |  |  | 1
2881 | 18.3 | 11 |  |  |  |  | 1
2882 | 17.8 | 10.5 |  |  |  |  | 1
2883 | 16.8 | 9.5 |  |  |  |  | 1
2884 | 18.6 | 11.3 |  |  |  |  | 1
2885 | 16.3 | 9 |  |  |  |  | 1
2886 | 16.4 | 9.1 |  |  |  |  | 1
2887 | 19.3 | 12 |  |  |  |  | 1
2888 | 19 | 11.7 |  |  |  |  | 1
2889 | 21 | 13.7 |  |  |  |  | 1
2890 | 17.3 | 10 |  |  |  |  | 1
2891 | 24.2 | 16.9 |  |  |  |  | 1
2892 | 25 | 17.7 |  |  |  |  | 1
2893 | 25.8 | 18.5 |  |  |  |  | 1
2894 | 26.5 | 19.2 |  |  |  |  | 1
2895 | 28.9 | 21.6 |  |  |  |  | 1
2896 | 25.6 | 18.3 |  |  |  |  | 1
2897 | 31.6 | 24.3 |  |  |  |  | 1
2898 | 28.6 | 21.3 |  |  |  |  | 1
2899 | 26.7 | 19.4 |  |  |  |  | 1
2900 | 27.3 | 20 |  |  |  |  | 1
2901 | 23.9 | 16.6 |  |  |  |  | 1
2902 | 21 | 13.7 |  |  |  |  | 1
2903 | 21.7 | 14.4 |  |  |  |  | 1
2904 | 17.1 | 9.8 |  |  |  |  | 1
2905 | 18.7 | 11.5 |  |  |  |  | 1
2906 | 18.5 | 11.3 |  |  |  |  | 1
2907 | 17.1 | 9.9 |  |  |  |  | 1
2908 | 14.5 | 7.3 |  |  |  |  | 1
2909 | 16.7 | 9.5 |  |  |  |  | 1
2910 | 16.9 | 9.7 |  |  |  |  | 1
2911 | 17.1 | 9.9 |  |  |  |  | 1
2912 | 16.5 | 9.3 |  |  |  |  | 1
2913 | 19.3 | 12.1 |  |  |  |  | 1
2914 | 21.7 | 14.5 |  |  |  |  | 1
2915 | 25.2 | 18 |  |  |  |  | 1
2916 | 28.6 | 21.4 |  |  |  |  | 1
2917 | 27.5 | 20.3 |  |  |  |  | 1
2918 | 26.5 | 19.3 |  |  |  |  | 1
2919 | 27.5 | 20.3 |  |  |  |  | 1
2920 | 29.6 | 22.4 |  |  |  |  | 1
2921 | 28.8 | 21.6 |  |  |  |  | 1
2922 | 27.9 | 20.7 |  |  |  |  | 1
2923 | 26.8 | 19.6 |  |  |  |  | 1
2924 | 26.7 | 19.5 |  |  |  |  | 1
2925 | 26.5 | 19.3 |  |  |  |  | 1
2926 | 22.3 | 15.1 |  |  |  |  | 1
2927 | 20.9 | 13.7 |  |  |  |  | 1
2928 | 19.9 | 12.7 |  |  |  |  | 1
2929 | 17.7 | 10.5 |  |  |  |  | 1
2930 | 14.6 | 7.4 |  |  |  |  | 1
2931 | 17.3 | 10.1 |  |  |  |  | 1
2932 | 15.6 | 8.4 |  |  |  |  | 1
2933 | 18.2 | 11 |  |  |  |  | 1
2934 | 17.5 | 10.3 |  |  |  |  | 1
2935 | 20 | 12.8 |  |  |  |  | 1
2936 | 18.4 | 11.2 |  |  |  |  | 1
2937 | 22.3 | 15.1 |  |  |  |  | 1
2938 | 20.5 | 13.3 |  |  |  |  | 1
2939 | 25.1 | 17.9 |  |  |  |  | 1
2940 | 25.2 | 18 |  |  |  |  | 1
2941 | 27.8 | 20.6 |  |  |  |  | 1
2942 | 27.2 | 20 |  |  |  |  | 1
2943 | 29.1 | 21.9 |  |  |  |  | 1
2944 | 29.1 | 21.9 |  |  |  |  | 1
2945 | 28.7 | 21.5 |  |  |  |  | 1
2946 | 28.2 | 21 |  |  |  |  | 1
2947 | 28.7 | 21.5 |  |  |  |  | 1
2948 | 24.8 | 17.6 |  |  |  |  | 1
2949 | 25.7 | 18.5 |  |  |  |  | 1
2950 | 22 | 14.8 |  |  |  |  | 1
2951 | 22.4 | 15.2 |  |  |  |  | 1
2952 | 22.3 | 15.1 |  |  |  |  | 1
2953 | 17.5 | 10.4 |  |  |  |  | 1
2954 | 14.9 | 7.8 |  |  |  |  | 1
2955 | 17.1 | 10 |  |  |  |  | 1
2956 | 15.8 | 8.7 |  |  |  |  | 1
2957 | 16.2 | 9.1 |  |  |  |  | 1
2958 | 17.1 | 10 |  |  |  |  | 1
2959 | 17.8 | 10.7 |  |  |  |  | 1
2960 | 21.4 | 14.3 |  |  |  |  | 1
2961 | 22.5 | 15.4 |  |  |  |  | 1
2962 | 24.1 | 17 |  |  |  |  | 1
2963 | 27 | 19.9 |  |  |  |  | 1
2964 | 24.7 | 17.6 |  |  |  |  | 1
2965 | 23.9 | 16.8 |  |  |  |  | 1
2966 | 30.3 | 23.2 |  |  |  |  | 1
2967 | 28.8 | 21.7 |  |  |  |  | 1
2968 | 28.6 | 21.5 |  |  |  |  | 1
2969 | 26.3 | 19.2 |  |  |  |  | 1
2970 | 26.2 | 19.1 |  |  |  |  | 1
2971 | 27.7 | 20.6 |  |  |  |  | 1
2972 | 25.5 | 18.4 |  |  |  |  | 1
2973 | 21.6 | 14.5 |  |  |  |  | 1
2974 | 21.5 | 14.4 |  |  |  |  | 1
2975 | 22.4 | 15.3 |  |  |  |  | 1
2976 | 21.2 | 14.1 |  |  |  |  | 1
2977 | 18.9 | 11.9 |  |  |  |  | 1
2978 | 21.1 | 14.1 |  |  |  |  | 1
2979 | 18.3 | 11.3 |  |  |  |  | 1
2980 | 19 | 12 |  |  |  |  | 1
2981 | 18.7 | 11.7 |  |  |  |  | 1
2982 | 18.7 | 11.7 |  |  |  |  | 1
2983 | 17 | 10 |  |  |  |  | 1
2984 | 17.9 | 10.9 |  |  |  |  | 1
2985 | 20.4 | 13.4 |  |  |  |  | 1
2986 | 23.2 | 16.2 |  |  |  |  | 1
2987 | 24.4 | 17.4 |  |  |  |  | 1
2988 | 26.3 | 19.3 |  |  |  |  | 1
2989 | 27.1 | 20.1 |  |  |  |  | 1
2990 | 28.6 | 21.6 |  |  |  |  | 1
2991 | 29.8 | 22.8 |  |  |  |  | 1
2992 | 28.9 | 21.9 |  |  |  |  | 1
2993 | 28.3 | 21.3 |  |  |  |  | 1
2994 | 24.9 | 17.9 |  |  |  |  | 1
2995 | 28.2 | 21.2 |  |  |  |  | 1
2996 | 24.9 | 17.9 |  |  |  |  | 1
2997 | 23.3 | 16.3 |  |  |  |  | 1
2998 | 23.9 | 16.9 |  |  |  |  | 1
2999 | 22.4 | 15.4 |  |  |  |  | 1
3000 | 20.7 | 13.7 |  |  |  |  | 1
3001 | 20 | 13 |  |  |  |  | 1
3002 | 16.6 | 9.6 |  |  |  |  | 1
3003 | 17 | 10 |  |  |  |  | 1
3004 | 16.4 | 9.4 |  |  |  |  | 1
3005 | 19.3 | 12.3 |  |  |  |  | 1
3006 | 18.9 | 11.9 |  |  |  |  | 1
3007 | 18.5 | 11.5 |  |  |  |  | 1
3008 | 21.1 | 14.1 |  |  |  |  | 1
3009 | 22 | 15 |  |  |  |  | 1
3010 | 22.9 | 15.9 |  |  |  |  | 1
3011 | 25.2 | 18.2 |  |  |  |  | 1
3012 | 27.1 | 20.1 |  |  |  |  | 1
3013 | 27.1 | 20.1 |  |  |  |  | 1
3014 | 26.8 | 19.8 |  |  |  |  | 1
3015 | 29.3 | 22.3 |  |  |  |  | 1
3016 | 28.7 | 21.7 |  |  |  |  | 1
3017 | 27.5 | 20.5 |  |  |  |  | 1
3018 | 27.3 | 20.3 |  |  |  |  | 1
3019 | 27 | 20 |  |  |  |  | 1
3020 | 26.1 | 19.1 |  |  |  |  | 1
3021 | 25.3 | 18.3 |  |  |  |  | 1
3022 | 22.8 | 15.8 |  |  |  |  | 1
3023 | 22.1 | 15.1 |  |  |  |  | 1
3024 | 19.6 | 12.6 |  |  |  |  | 1
3025 | 19.7 | 12.8 |  |  |  |  | 1
3026 | 18.6 | 11.7 |  |  |  |  | 1
3027 | 18.2 | 11.3 |  |  |  |  | 1
3028 | 19 | 12.1 |  |  |  |  | 1
3029 | 17.1 | 10.2 |  |  |  |  | 1
3030 | 16.2 | 9.3 |  |  |  |  | 1
3031 | 18.9 | 12 |  |  |  |  | 1
3032 | 21.2 | 14.3 |  |  |  |  | 1
3033 | 21.7 | 14.8 |  |  |  |  | 1
3034 | 23.6 | 16.7 |  |  |  |  | 1
3035 | 22.7 | 15.8 |  |  |  |  | 1
3036 | 25.3 | 18.4 |  |  |  |  | 1
3037 | 28.2 | 21.3 |  |  |  |  | 1
3038 | 29.4 | 22.5 |  |  |  |  | 1
3039 | 28.2 | 21.3 |  |  |  |  | 1
3040 | 29.7 | 22.8 |  |  |  |  | 1
3041 | 28.2 | 21.3 |  |  |  |  | 1
3042 | 27.1 | 20.2 |  |  |  |  | 1
3043 | 27.6 | 20.7 |  |  |  |  | 1
3044 | 26.5 | 19.6 |  |  |  |  | 1
3045 | 25.3 | 18.4 |  |  |  |  | 1
3046 | 24.1 | 17.2 |  |  |  |  | 1
3047 | 23.7 | 16.8 |  |  |  |  | 1
3048 | 21.4 | 14.5 |  |  |  |  | 1
3049 | 18.8 | 12 |  |  |  |  | 1
3050 | 19.4 | 12.6 |  |  |  |  | 1
3051 | 15.9 | 9.1 |  |  |  |  | 1
3052 | 17.6 | 10.8 |  |  |  |  | 1
3053 | 18.9 | 12.1 |  |  |  |  | 1
3054 | 19.1 | 12.3 |  |  |  |  | 1
3055 | 20.2 | 13.4 |  |  |  |  | 1
3056 | 22.8 | 16 |  |  |  |  | 1
3057 | 21 | 14.2 |  |  |  |  | 1
3058 | 24.4 | 17.6 |  |  |  |  | 1
3059 | 24.9 | 18.1 |  |  |  |  | 1
3060 | 27.8 | 21 |  |  |  |  | 1
3061 | 27.8 | 21 |  |  |  |  | 1
3062 | 29.6 | 22.8 |  |  |  |  | 1
3063 | 31.1 | 24.3 |  |  |  |  | 1
3064 | 30.2 | 23.4 |  |  |  |  | 1
3065 | 29 | 22.2 |  |  |  |  | 1
3066 | 28.2 | 21.4 |  |  |  |  | 1
3067 | 26.9 | 20.1 |  |  |  |  | 1
3068 | 27.7 | 20.9 |  |  |  |  | 1
3069 | 26.6 | 19.8 |  |  |  |  | 1
3070 | 23.2 | 16.4 |  |  |  |  | 1
3071 | 19.7 | 12.9 |  |  |  |  | 1
3072 | 19.7 | 12.9 |  |  |  |  | 1
3073 | 19.9 | 13.1 |  |  |  |  | 1
3074 | 17.3 | 10.5 |  |  |  |  | 1
3075 | 15.5 | 8.7 |  |  |  |  | 1
3076 | 17.1 | 10.3 |  |  |  |  | 1
3077 | 15.4 | 8.6 |  |  |  |  | 1
3078 | 18.9 | 12.1 |  |  |  |  | 1
3079 | 18.9 | 12.1 |  |  |  |  | 1
3080 | 20.7 | 13.9 |  |  |  |  | 1
3081 | 23.7 | 16.9 |  |  |  |  | 1
3082 | 22.6 | 15.8 |  |  |  |  | 1
3083 | 22.6 | 15.8 |  |  |  |  | 1
3084 | 26.6 | 19.8 |  |  |  |  | 1
3085 | 28.5 | 21.7 |  |  |  |  | 1
3086 | 27.1 | 20.3 |  |  |  |  | 1
3087 | 29 | 22.2 |  |  |  |  | 1
3088 | 29.2 | 22.4 |  |  |  |  | 1
3089 | 29.5 | 22.7 |  |  |  |  | 1
3090 | 28.1 | 21.3 |  |  |  |  | 1
3091 | 31.1 | 24.3 |  |  |  |  | 1
3092 | 26.3 | 19.5 |  |  |  |  | 1
3093 | 25.4 | 18.6 |  |  |  |  | 1
3094 | 23.1 | 16.3 |  |  |  |  | 1
3095 | 18.9 | 12.1 |  |  |  |  | 1
3096 | 22.3 | 15.5 |  |  |  |  | 1
3097 | 15.8 | 9.1 |  |  |  |  | 1
3098 | 20.3 | 13.6 |  |  |  |  | 1
3099 | 16.5 | 9.8 |  |  |  |  | 1
3100 | 16.2 | 9.5 |  |  |  |  | 1
3101 | 17.9 | 11.2 |  |  |  |  | 1
3102 | 21.3 | 14.6 |  |  |  |  | 1
3103 | 20 | 13.3 |  |  |  |  | 1
3104 | 20.6 | 13.9 |  |  |  |  | 1
3105 | 21.4 | 14.7 |  |  |  |  | 1
3106 | 24.6 | 17.9 |  |  |  |  | 1
3107 | 25 | 18.3 |  |  |  |  | 1
3108 | 27.7 | 21 |  |  |  |  | 1
3109 | 25.7 | 19 |  |  |  |  | 1
3110 | 29.7 | 23 |  |  |  |  | 1
3111 | 30 | 23.3 |  |  |  |  | 1
3112 | 28.2 | 21.5 |  |  |  |  | 1
3113 | 28.4 | 21.7 |  |  |  |  | 1
3114 | 28.9 | 22.2 |  |  |  |  | 1
3115 | 27.5 | 20.8 |  |  |  |  | 1
3116 | 27.2 | 20.5 |  |  |  |  | 1
3117 | 23.7 | 17 |  |  |  |  | 1
3118 | 22.8 | 16.1 |  |  |  |  | 1
3119 | 24.8 | 18.1 |  |  |  |  | 1
3120 | 19.8 | 13.1 |  |  |  |  | 1
3121 | 19.3 | 12.7 |  |  |  |  | 1
3122 | 18.6 | 12 |  |  |  |  | 1
3123 | 17.9 | 11.3 |  |  |  |  | 1
3124 | 19.5 | 12.9 |  |  |  |  | 1
3125 | 17.6 | 11 |  |  |  |  | 1
3126 | 19.9 | 13.3 |  |  |  |  | 1
3127 | 18.8 | 12.2 |  |  |  |  | 1
3128 | 22 | 15.4 |  |  |  |  | 1
3129 | 22.2 | 15.6 |  |  |  |  | 1
3130 | 23.8 | 17.2 |  |  |  |  | 1
3131 | 25.5 | 18.9 |  |  |  |  | 1
3132 | 27.7 | 21.1 |  |  |  |  | 1
3133 | 26.9 | 20.3 |  |  |  |  | 1
3134 | 28.1 | 21.5 |  |  |  |  | 1
3135 | 32.3 | 25.7 |  |  |  |  | 1
3136 | 30.7 | 24.1 |  |  |  |  | 1
3137 | 29.4 | 22.8 |  |  |  |  | 1
3138 | 30 | 23.4 |  |  |  |  | 1
3139 | 28.2 | 21.6 |  |  |  |  | 1
3140 | 24.3 | 17.7 |  |  |  |  | 1
3141 | 25.8 | 19.2 |  |  |  |  | 1
3142 | 23.9 | 17.3 |  |  |  |  | 1
3143 | 22.9 | 16.3 |  |  |  |  | 1
3144 | 20.1 | 13.5 |  |  |  |  | 1
3145 | 19.7 | 13.1 |  |  |  |  | 1
3146 | 20.4 | 13.8 |  |  |  |  | 1
3147 | 18.3 | 11.7 |  |  |  |  | 1
3148 | 17.7 | 11.1 |  |  |  |  | 1
3149 | 18.9 | 12.3 |  |  |  |  | 1
3150 | 18.6 | 12 |  |  |  |  | 1
3151 | 21.3 | 14.7 |  |  |  |  | 1
3152 | 21 | 14.4 |  |  |  |  | 1
3153 | 23.1 | 16.5 |  |  |  |  | 1
3154 | 23.4 | 16.8 |  |  |  |  | 1
3155 | 24.3 | 17.7 |  |  |  |  | 1
3156 | 28.1 | 21.5 |  |  |  |  | 1
3157 | 28.8 | 22.2 |  |  |  |  | 1
3158 | 30.2 | 23.6 |  |  |  |  | 1
3159 | 30.9 | 24.3 |  |  |  |  | 1
3160 | 28.5 | 21.9 |  |  |  |  | 1
3161 | 30.2 | 23.6 |  |  |  |  | 1
3162 | 27 | 20.4 |  |  |  |  | 1
3163 | 29.1 | 22.5 |  |  |  |  | 1
3164 | 25.9 | 19.3 |  |  |  |  | 1
3165 | 26.4 | 19.8 |  |  |  |  | 1
3166 | 25.1 | 18.5 |  |  |  |  | 1
3167 | 22 | 15.4 |  |  |  |  | 1
3168 | 21.2 | 14.6 |  |  |  |  | 1
3169 | 21.7 | 15.2 |  |  |  |  | 1
3170 | 17.3 | 10.8 |  |  |  |  | 1
3171 | 19.4 | 12.9 |  |  |  |  | 1
3172 | 18.6 | 12.1 |  |  |  |  | 1
3173 | 19.8 | 13.3 |  |  |  |  | 1
3174 | 17.3 | 10.8 |  |  |  |  | 1
3175 | 20.2 | 13.7 |  |  |  |  | 1
3176 | 22.8 | 16.3 |  |  |  |  | 1
3177 | 24.5 | 18 |  |  |  |  | 1
3178 | 23.5 | 17 |  |  |  |  | 1
3179 | 25.7 | 19.2 |  |  |  |  | 1
3180 | 29.6 | 23.1 |  |  |  |  | 1
3181 | 27 | 20.5 |  |  |  |  | 1
3182 | 29.6 | 23.1 |  |  |  |  | 1
3183 | 30.4 | 23.9 |  |  |  |  | 1
3184 | 30.6 | 24.1 |  |  |  |  | 1
3185 | 29.1 | 22.6 |  |  |  |  | 1
3186 | 30.8 | 24.3 |  |  |  |  | 1
3187 | 29.7 | 23.2 |  |  |  |  | 1
3188 | 29.6 | 23.1 |  |  |  |  | 1
3189 | 25 | 18.5 |  |  |  |  | 1
3190 | 23.9 | 17.4 |  |  |  |  | 1
3191 | 24.2 | 17.7 |  |  |  |  | 1
3192 | 23.6 | 17.1 |  |  |  |  | 1
3193 | 20.4 | 13.9 |  |  |  |  | 1
3194 | 17.6 | 11.1 |  |  |  |  | 1
3195 | 18.6 | 12.1 |  |  |  |  | 1
3196 | 19.8 | 13.3 |  |  |  |  | 1
3197 | 19.6 | 13.1 |  |  |  |  | 1
3198 | 20.8 | 14.3 |  |  |  |  | 1
3199 | 22.7 | 16.2 |  |  |  |  | 1
3200 | 21.1 | 14.6 |  |  |  |  | 1
3201 | 22 | 15.5 |  |  |  |  | 1
3202 | 23.2 | 16.7 |  |  |  |  | 1
3203 | 26 | 19.5 |  |  |  |  | 1
3204 | 28.9 | 22.4 |  |  |  |  | 1
3205 | 30.9 | 24.4 |  |  |  |  | 1
3206 | 30.1 | 23.6 |  |  |  |  | 1
3207 | 30.4 | 23.9 |  |  |  |  | 1
3208 | 30.5 | 24 |  |  |  |  | 1
3209 | 31.9 | 25.4 |  |  |  |  | 1
3210 | 28.9 | 22.4 |  |  |  |  | 1
3211 | 28.7 | 22.2 |  |  |  |  | 1
3212 | 27.5 | 21 |  |  |  |  | 1
3213 | 26.1 | 19.6 |  |  |  |  | 1
3214 | 26.8 | 20.3 |  |  |  |  | 1
3215 | 22 | 15.5 |  |  |  |  | 1
3216 | 24.6 | 18.1 |  |  |  |  | 1
3217 | 19.8 | 13.4 |  |  |  |  | 1
3218 | 18.6 | 12.2 |  |  |  |  | 1
3219 | 18.2 | 11.8 |  |  |  |  | 1
3220 | 19.6 | 13.2 |  |  |  |  | 1
3221 | 19 | 12.6 |  |  |  |  | 1
3222 | 21 | 14.6 |  |  |  |  | 1
3223 | 19.6 | 13.2 |  |  |  |  | 1
3224 | 19.8 | 13.4 |  |  |  |  | 1
3225 | 22.8 | 16.4 |  |  |  |  | 1
3226 | 25.2 | 18.8 |  |  |  |  | 1
3227 | 24.6 | 18.2 |  |  |  |  | 1
3228 | 27.7 | 21.3 |  |  |  |  | 1
3229 | 29.7 | 23.3 |  |  |  |  | 1
3230 | 29 | 22.6 |  |  |  |  | 1
3231 | 29.6 | 23.2 |  |  |  |  | 1
3232 | 29.5 | 23.1 |  |  |  |  | 1
3233 | 30.4 | 24 |  |  |  |  | 1
3234 | 30.6 | 24.2 |  |  |  |  | 1
3235 | 32.4 | 26 |  |  |  |  | 1
3236 | 29.2 | 22.8 |  |  |  |  | 1
3237 | 24.9 | 18.5 |  |  |  |  | 1
3238 | 23 | 16.6 |  |  |  |  | 1
3239 | 23.1 | 16.7 |  |  |  |  | 1
3240 | 23.7 | 17.3 |  |  |  |  | 1
3241 | 21.6 | 15.3 |  |  |  |  | 1
3242 | 19.2 | 12.9 |  |  |  |  | 1
3243 | 20.4 | 14.1 |  |  |  |  | 1
3244 | 20.7 | 14.4 |  |  |  |  | 1
3245 | 21 | 14.7 |  |  |  |  | 1
3246 | 18.5 | 12.2 |  |  |  |  | 1
3247 | 21.3 | 15 |  |  |  |  | 1
3248 | 20.5 | 14.2 |  |  |  |  | 1
3249 | 22.5 | 16.2 |  |  |  |  | 1
3250 | 23.5 | 17.2 |  |  |  |  | 1
3251 | 26.2 | 19.9 |  |  |  |  | 1
3252 | 26.3 | 20 |  |  |  |  | 1
3253 | 30.2 | 23.9 |  |  |  |  | 1
3254 | 30.2 | 23.9 |  |  |  |  | 1
3255 | 29.8 | 23.5 |  |  |  |  | 1
3256 | 31.6 | 25.3 |  |  |  |  | 1
3257 | 32.6 | 26.3 |  |  |  |  | 1
3258 | 30.6 | 24.3 |  |  |  |  | 1
3259 | 28.5 | 22.2 |  |  |  |  | 1
3260 | 27.7 | 21.4 |  |  |  |  | 1
3261 | 26.4 | 20.1 |  |  |  |  | 1
3262 | 24.2 | 17.9 |  |  |  |  | 1
3263 | 21.4 | 15.1 |  |  |  |  | 1
3264 | 21.6 | 15.3 |  |  |  |  | 1
3265 | 22.4 | 16.1 |  |  |  |  | 1
3266 | 19 | 12.7 |  |  |  |  | 1
3267 | 17.1 | 10.8 |  |  |  |  | 1
3268 | 19.1 | 12.8 |  |  |  |  | 1
3269 | 20.7 | 14.4 |  |  |  |  | 1
3270 | 17.9 | 11.6 |  |  |  |  | 1
3271 | 21.2 | 14.9 |  |  |  |  | 1
3272 | 22.7 | 16.4 |  |  |  |  | 1
3273 | 24.3 | 18 |  |  |  |  | 1
3274 | 25.9 | 19.6 |  |  |  |  | 1
3275 | 27.5 | 21.2 |  |  |  |  | 1
3276 | 26.3 | 20 |  |  |  |  | 1
3277 | 30.2 | 23.9 |  |  |  |  | 1
3278 | 32 | 25.7 |  |  |  |  | 1
3279 | 30.7 | 24.4 |  |  |  |  | 1
3280 | 31.6 | 25.3 |  |  |  |  | 1
3281 | 29.8 | 23.5 |  |  |  |  | 1
3282 | 32 | 25.7 |  |  |  |  | 1
3283 | 28.7 | 22.4 |  |  |  |  | 1
3284 | 30.2 | 23.9 |  |  |  |  | 1
3285 | 26.3 | 20 |  |  |  |  | 1
3286 | 26 | 19.7 |  |  |  |  | 1
3287 | 23 | 16.7 |  |  |  |  | 1
3288 | 24.4 | 18.1 |  |  |  |  | 1
3289 | 18.8 | 12.6 |  |  |  |  | 1
3290 | 20.6 | 14.4 |  |  |  |  | 1
3291 | 17.1 | 10.9 |  |  |  |  | 1
3292 | 17.9 | 11.7 |  |  |  |  | 1
3293 | 21.9 | 15.7 |  |  |  |  | 1
3294 | 21.3 | 15.1 |  |  |  |  | 1
3295 | 18.7 | 12.5 |  |  |  |  | 1
3296 | 22.4 | 16.2 |  |  |  |  | 1
3297 | 23.1 | 16.9 |  |  |  |  | 1
3298 | 26.1 | 19.9 |  |  |  |  | 1
3299 | 29.2 | 23 |  |  |  |  | 1
3300 | 29.2 | 23 |  |  |  |  | 1
3301 | 30.1 | 23.9 |  |  |  |  | 1
3302 | 31.2 | 25 |  |  |  |  | 1
3303 | 29.9 | 23.7 |  |  |  |  | 1
3304 | 32.2 | 26 |  |  |  |  | 1
3305 | 32.3 | 26.1 |  |  |  |  | 1
3306 | 29.8 | 23.6 |  |  |  |  | 1
3307 | 28.9 | 22.7 |  |  |  |  | 1
3308 | 30.1 | 23.9 |  |  |  |  | 1
3309 | 27.2 | 21 |  |  |  |  | 1
3310 | 24 | 17.8 |  |  |  |  | 1
3311 | 23.3 | 17.1 |  |  |  |  | 1
3312 | 21.8 | 15.6 |  |  |  |  | 1
3313 | 21.2 | 15.1 |  |  |  |  | 1
3314 | 20.3 | 14.2 |  |  |  |  | 1
3315 | 19.5 | 13.4 |  |  |  |  | 1
3316 | 21.6 | 15.5 |  |  |  |  | 1
3317 | 20.8 | 14.7 |  |  |  |  | 1
3318 | 22.1 | 16 |  |  |  |  | 1
3319 | 19.3 | 13.2 |  |  |  |  | 1
3320 | 22.7 | 16.6 |  |  |  |  | 1
3321 | 25.4 | 19.3 |  |  |  |  | 1
3322 | 26.4 | 20.3 |  |  |  |  | 1
3323 | 26.3 | 20.2 |  |  |  |  | 1
3324 | 27.7 | 21.6 |  |  |  |  | 1
3325 | 31 | 24.9 |  |  |  |  | 1
3326 | 30.5 | 24.4 |  |  |  |  | 1
3327 | 32.1 | 26 |  |  |  |  | 1
3328 | 31.8 | 25.7 |  |  |  |  | 1
3329 | 31.2 | 25.1 |  |  |  |  | 1
3330 | 30.9 | 24.8 |  |  |  |  | 1
3331 | 28.8 | 22.7 |  |  |  |  | 1
3332 | 30.6 | 24.5 |  |  |  |  | 1
3333 | 27.8 | 21.7 |  |  |  |  | 1
3334 | 27.2 | 21.1 |  |  |  |  | 1
3335 | 23.4 | 17.3 |  |  |  |  | 1
3336 | 21.9 | 15.8 |  |  |  |  | 1
3337 | 21.1 | 15 |  |  |  |  | 1
3338 | 19.5 | 13.4 |  |  |  |  | 1
3339 | 20.8 | 14.7 |  |  |  |  | 1
3340 | 20.6 | 14.5 |  |  |  |  | 1
3341 | 19.3 | 13.2 |  |  |  |  | 1
3342 | 20.2 | 14.1 |  |  |  |  | 1
3343 | 22 | 15.9 |  |  |  |  | 1
3344 | 21.8 | 15.7 |  |  |  |  | 1
3345 | 23.7 | 17.6 |  |  |  |  | 1
3346 | 27.6 | 21.5 |  |  |  |  | 1
3347 | 26.4 | 20.3 |  |  |  |  | 1
3348 | 28.1 | 22 |  |  |  |  | 1
3349 | 33 | 26.9 |  |  |  |  | 1
3350 | 28.4 | 22.3 |  |  |  |  | 1
3351 | 30.1 | 24 |  |  |  |  | 1
3352 | 33.9 | 27.8 |  |  |  |  | 1
3353 | 31 | 24.9 |  |  |  |  | 1
3354 | 31.5 | 25.4 |  |  |  |  | 1
3355 | 32.5 | 26.4 |  |  |  |  | 1
3356 | 27.9 | 21.8 |  |  |  |  | 1
3357 | 26.6 | 20.5 |  |  |  |  | 1
3358 | 26.2 | 20.1 |  |  |  |  | 1
3359 | 24.1 | 18 |  |  |  |  | 1
3360 | 22.1 | 16 |  |  |  |  | 1
3361 | 21.5 | 15.5 |  |  |  |  | 1
3362 | 19.1 | 13.1 |  |  |  |  | 1
3363 | 20.7 | 14.7 |  |  |  |  | 1
3364 | 20.9 | 14.9 |  |  |  |  | 1
3365 | 19.9 | 13.9 |  |  |  |  | 1
3366 | 20.5 | 14.5 |  |  |  |  | 1
3367 | 22.3 | 16.3 |  |  |  |  | 1
3368 | 22.3 | 16.3 |  |  |  |  | 1
3369 | 24 | 18 |  |  |  |  | 1
3370 | 25.8 | 19.8 |  |  |  |  | 1
3371 | 29.2 | 23.2 |  |  |  |  | 1
3372 | 28.9 | 22.9 |  |  |  |  | 1
3373 | 30 | 24 |  |  |  |  | 1
3374 | 30.9 | 24.9 |  |  |  |  | 1
3375 | 31.3 | 25.3 |  |  |  |  | 1
3376 | 30.8 | 24.8 |  |  |  |  | 1
3377 | 30.6 | 24.6 |  |  |  |  | 1
3378 | 32.2 | 26.2 |  |  |  |  | 1
3379 | 29.5 | 23.5 |  |  |  |  | 1
3380 | 29 | 23 |  |  |  |  | 1
3381 | 26.9 | 20.9 |  |  |  |  | 1
3382 | 24.3 | 18.3 |  |  |  |  | 1
3383 | 23.8 | 17.8 |  |  |  |  | 1
3384 | 24.6 | 18.6 |  |  |  |  | 1
3385 | 21.4 | 15.4 |  |  |  |  | 1
3386 | 20.1 | 14.1 |  |  |  |  | 1
3387 | 19.8 | 13.8 |  |  |  |  | 1
3388 | 19.7 | 13.7 |  |  |  |  | 1
3389 | 20.6 | 14.6 |  |  |  |  | 1
3390 | 20.4 | 14.4 |  |  |  |  | 1
3391 | 21.7 | 15.7 |  |  |  |  | 1
3392 | 22.5 | 16.5 |  |  |  |  | 1
3393 | 25 | 19 |  |  |  |  | 1
3394 | 26.5 | 20.5 |  |  |  |  | 1
3395 | 27.9 | 21.9 |  |  |  |  | 1
3396 | 29.9 | 23.9 |  |  |  |  | 1
3397 | 30.2 | 24.2 |  |  |  |  | 1
3398 | 32.8 | 26.8 |  |  |  |  | 1
3399 | 32.5 | 26.5 |  |  |  |  | 1
3400 | 33.9 | 27.9 |  |  |  |  | 1
3401 | 31.8 | 25.8 |  |  |  |  | 1
3402 | 31.6 | 25.6 |  |  |  |  | 1
3403 | 29.5 | 23.5 |  |  |  |  | 1
3404 | 29.1 | 23.1 |  |  |  |  | 1
3405 | 28.6 | 22.6 |  |  |  |  | 1
3406 | 25.7 | 19.7 |  |  |  |  | 1
3407 | 26.3 | 20.3 |  |  |  |  | 1
3408 | 23.1 | 17.1 |  |  |  |  | 1
3409 | 23.9 | 18 |  |  |  |  | 1
3410 | 19.8 | 13.9 |  |  |  |  | 1
3411 | 20.2 | 14.3 |  |  |  |  | 1
3412 | 19.7 | 13.8 |  |  |  |  | 1
3413 | 21.7 | 15.8 |  |  |  |  | 1
3414 | 21.9 | 16 |  |  |  |  | 1
3415 | 21.9 | 16 |  |  |  |  | 1
3416 | 22.7 | 16.8 |  |  |  |  | 1
3417 | 24.7 | 18.8 |  |  |  |  | 1
3418 | 27.2 | 21.3 |  |  |  |  | 1
3419 | 28.8 | 22.9 |  |  |  |  | 1
3420 | 29.2 | 23.3 |  |  |  |  | 1
3421 | 30 | 24.1 |  |  |  |  | 1
3422 | 31.6 | 25.7 |  |  |  |  | 1
3423 | 32.2 | 26.3 |  |  |  |  | 1
3424 | 32.6 | 26.7 |  |  |  |  | 1
3425 | 31.5 | 25.6 |  |  |  |  | 1
3426 | 33.6 | 27.7 |  |  |  |  | 1
3427 | 29.8 | 23.9 |  |  |  |  | 1
3428 | 31.1 | 25.2 |  |  |  |  | 1
3429 | 29.5 | 23.6 |  |  |  |  | 1
3430 | 27.4 | 21.5 |  |  |  |  | 1
3431 | 27 | 21.1 |  |  |  |  | 1
3432 | 23.9 | 18 |  |  |  |  | 1
3433 | 21.8 | 16 |  |  |  |  | 1
3434 | 20.6 | 14.8 |  |  |  |  | 1
3435 | 19.9 | 14.1 |  |  |  |  | 1
3436 | 21.5 | 15.7 |  |  |  |  | 1
3437 | 18.9 | 13.1 |  |  |  |  | 1
3438 | 19.6 | 13.8 |  |  |  |  | 1
3439 | 24.1 | 18.3 |  |  |  |  | 1
3440 | 24.7 | 18.9 |  |  |  |  | 1
3441 | 25.4 | 19.6 |  |  |  |  | 1
3442 | 27.6 | 21.8 |  |  |  |  | 1
3443 | 28.9 | 23.1 |  |  |  |  | 1
3444 | 29.2 | 23.4 |  |  |  |  | 1
3445 | 28.9 | 23.1 |  |  |  |  | 1
3446 | 33.2 | 27.4 |  |  |  |  | 1
3447 | 32.8 | 27 |  |  |  |  | 1
3448 | 30.8 | 25 |  |  |  |  | 1
3449 | 32.4 | 26.6 |  |  |  |  | 1
3450 | 31.1 | 25.3 |  |  |  |  | 1
3451 | 30.6 | 24.8 |  |  |  |  | 1
3452 | 29.1 | 23.3 |  |  |  |  | 1
3453 | 28.7 | 22.9 |  |  |  |  | 1
3454 | 26.2 | 20.4 |  |  |  |  | 1
3455 | 23.5 | 17.7 |  |  |  |  | 1
3456 | 24.3 | 18.5 |  |  |  |  | 1
3457 | 23 | 17.2 |  |  |  |  | 1
3458 | 19.7 | 13.9 |  |  |  |  | 1
3459 | 21.3 | 15.5 |  |  |  |  | 1
3460 | 21.7 | 15.9 |  |  |  |  | 1
3461 | 20.7 | 14.9 |  |  |  |  | 1
3462 | 21.7 | 15.9 |  |  |  |  | 1
3463 | 21.5 | 15.7 |  |  |  |  | 1
3464 | 21.5 | 15.7 |  |  |  |  | 1
3465 | 25.7 | 19.9 |  |  |  |  | 1
3466 | 26.5 | 20.7 |  |  |  |  | 1
3467 | 28.7 | 22.9 |  |  |  |  | 1
3468 | 29.3 | 23.5 |  |  |  |  | 1
3469 | 30.6 | 24.8 |  |  |  |  | 1
3470 | 32 | 26.2 |  |  |  |  | 1
3471 | 32.3 | 26.5 |  |  |  |  | 1
3472 | 33.7 | 27.9 |  |  |  |  | 1
3473 | 31.9 | 26.1 |  |  |  |  | 1
3474 | 30.1 | 24.3 |  |  |  |  | 1
3475 | 31 | 25.2 |  |  |  |  | 1
3476 | 28.1 | 22.3 |  |  |  |  | 1
3477 | 25.1 | 19.3 |  |  |  |  | 1
3478 | 25.3 | 19.5 |  |  |  |  | 1
3479 | 24.6 | 18.8 |  |  |  |  | 1
3480 | 22.7 | 16.9 |  |  |  |  | 1
3481 | 20.7 | 15 |  |  |  |  | 1
3482 | 21.3 | 15.6 |  |  |  |  | 1
3483 | 22.5 | 16.8 |  |  |  |  | 1
3484 | 21.8 | 16.1 |  |  |  |  | 1
3485 | 21 | 15.3 |  |  |  |  | 1
3486 | 22.7 | 17 |  |  |  |  | 1
3487 | 22 | 16.3 |  |  |  |  | 1
3488 | 22.7 | 17 |  |  |  |  | 1
3489 | 26.1 | 20.4 |  |  |  |  | 1
3490 | 25.5 | 19.8 |  |  |  |  | 1
3491 | 28.8 | 23.1 |  |  |  |  | 1
3492 | 29.8 | 24.1 |  |  |  |  | 1
3493 | 30.6 | 24.9 |  |  |  |  | 1
3494 | 31.4 | 25.7 |  |  |  |  | 1
3495 | 34 | 28.3 |  |  |  |  | 1
3496 | 30.9 | 25.2 |  |  |  |  | 1
3497 | 32.9 | 27.2 |  |  |  |  | 1
3498 | 31.7 | 26 |  |  |  |  | 1
3499 | 30.2 | 24.5 |  |  |  |  | 1
3500 | 29.8 | 24.1 |  |  |  |  | 1
3501 | 28.7 | 23 |  |  |  |  | 1
3502 | 26.7 | 21 |  |  |  |  | 1
3503 | 25.5 | 19.8 |  |  |  |  | 1
3504 | 25.5 | 19.8 |  |  |  |  | 1
3505 | 22 | 16.3 |  |  |  |  | 1
3506 | 22.3 | 16.6 |  |  |  |  | 1
3507 | 19.1 | 13.4 |  |  |  |  | 1
3508 | 21.5 | 15.8 |  |  |  |  | 1
3509 | 18.9 | 13.2 |  |  |  |  | 1
3510 | 22.5 | 16.8 |  |  |  |  | 1
3511 | 22.2 | 16.5 |  |  |  |  | 1
3512 | 24.2 | 18.5 |  |  |  |  | 1
3513 | 23.7 | 18 |  |  |  |  | 1
3514 | 27 | 21.3 |  |  |  |  | 1
3515 | 29.5 | 23.8 |  |  |  |  | 1
3516 | 30.7 | 25 |  |  |  |  | 1
3517 | 31.2 | 25.5 |  |  |  |  | 1
3518 | 32.2 | 26.5 |  |  |  |  | 1
3519 | 34.1 | 28.4 |  |  |  |  | 1
3520 | 33.9 | 28.2 |  |  |  |  | 1
3521 | 32 | 26.3 |  |  |  |  | 1
3522 | 31.5 | 25.8 |  |  |  |  | 1
3523 | 30.4 | 24.7 |  |  |  |  | 1
3524 | 29.9 | 24.2 |  |  |  |  | 1
3525 | 27.1 | 21.4 |  |  |  |  | 1
3526 | 24.4 | 18.7 |  |  |  |  | 1
3527 | 25.2 | 19.5 |  |  |  |  | 1
3528 | 24.3 | 18.6 |  |  |  |  | 1
3529 | 23.1 | 17.5 |  |  |  |  | 1
3530 | 23.2 | 17.6 |  |  |  |  | 1
3531 | 19.8 | 14.2 |  |  |  |  | 1
3532 | 20.5 | 14.9 |  |  |  |  | 1
3533 | 19.6 | 14 |  |  |  |  | 1
3534 | 22.2 | 16.6 |  |  |  |  | 1
3535 | 22.8 | 17.2 |  |  |  |  | 1
3536 | 23.6 | 18 |  |  |  |  | 1
3537 | 25.6 | 20 |  |  |  |  | 1
3538 | 26.3 | 20.7 |  |  |  |  | 1
3539 | 27.5 | 21.9 |  |  |  |  | 1
3540 | 32 | 26.4 |  |  |  |  | 1
3541 | 32.4 | 26.8 |  |  |  |  | 1
3542 | 32.1 | 26.5 |  |  |  |  | 1
3543 | 31.1 | 25.5 |  |  |  |  | 1
3544 | 32.9 | 27.3 |  |  |  |  | 1
3545 | 33.6 | 28 |  |  |  |  | 1
3546 | 32.5 | 26.9 |  |  |  |  | 1
3547 | 32.6 | 27 |  |  |  |  | 1
3548 | 31.6 | 26 |  |  |  |  | 1
3549 | 28.6 | 23 |  |  |  |  | 1
3550 | 26.6 | 21 |  |  |  |  | 1
3551 | 25 | 19.4 |  |  |  |  | 1
3552 | 23.6 | 18 |  |  |  |  | 1
3553 | 24.1 | 18.5 |  |  |  |  | 1
3554 | 21.6 | 16 |  |  |  |  | 1
3555 | 19.5 | 13.9 |  |  |  |  | 1
3556 | 21.9 | 16.3 |  |  |  |  | 1
3557 | 21.4 | 15.8 |  |  |  |  | 1
3558 | 21.5 | 15.9 |  |  |  |  | 1
3559 | 20.7 | 15.1 |  |  |  |  | 1
3560 | 25.7 | 20.1 |  |  |  |  | 1
3561 | 26.6 | 21 |  |  |  |  | 1
3562 | 25.9 | 20.3 |  |  |  |  | 1
3563 | 29 | 23.4 |  |  |  |  | 1
3564 | 29 | 23.4 |  |  |  |  | 1
3565 | 29.9 | 24.3 |  |  |  |  | 1
3566 | 30 | 24.4 |  |  |  |  | 1
3567 | 34 | 28.4 |  |  |  |  | 1
3568 | 34.4 | 28.8 |  |  |  |  | 1
3569 | 32.7 | 27.1 |  |  |  |  | 1
3570 | 32.4 | 26.8 |  |  |  |  | 1
3571 | 33.7 | 28.1 |  |  |  |  | 1
3572 | 29.4 | 23.8 |  |  |  |  | 1
3573 | 27.4 | 21.8 |  |  |  |  | 1
3574 | 27.5 | 21.9 |  |  |  |  | 1
3575 | 26.4 | 20.8 |  |  |  |  | 1
3576 | 23.9 | 18.3 |  |  |  |  | 1
3577 | 21.5 | 16 |  |  |  |  | 1
3578 | 21.3 | 15.8 |  |  |  |  | 1
3579 | 22.5 | 17 |  |  |  |  | 1
3580 | 22.3 | 16.8 |  |  |  |  | 1
3581 | 19.7 | 14.2 |  |  |  |  | 1
3582 | 20.8 | 15.3 |  |  |  |  | 1
3583 | 22 | 16.5 |  |  |  |  | 1
3584 | 24.4 | 18.9 |  |  |  |  | 1
3585 | 28.6 | 23.1 |  |  |  |  | 1
3586 | 27.1 | 21.6 |  |  |  |  | 1
3587 | 29.1 | 23.6 |  |  |  |  | 1
3588 | 29.5 | 24 |  |  |  |  | 1
3589 | 34.8 | 29.3 |  |  |  |  | 1
3590 | 31.9 | 26.4 |  |  |  |  | 1
3591 | 32.6 | 27.1 |  |  |  |  | 1
3592 | 33.7 | 28.2 |  |  |  |  | 1
3593 | 31.7 | 26.2 |  |  |  |  | 1
3594 | 33.6 | 28.1 |  |  |  |  | 1
3595 | 31.7 | 26.2 |  |  |  |  | 1
3596 | 29.5 | 24 |  |  |  |  | 1
3597 | 28.3 | 22.8 |  |  |  |  | 1
3598 | 25.2 | 19.7 |  |  |  |  | 1
3599 | 25.2 | 19.7 |  |  |  |  | 1
3600 | 21.7 | 16.2 |  |  |  |  | 1
3601 | 22.8 | 17.3 |  |  |  |  | 1
3602 | 21.8 | 16.3 |  |  |  |  | 1
3603 | 21.1 | 15.6 |  |  |  |  | 1
3604 | 20.9 | 15.4 |  |  |  |  | 1
3605 | 20.8 | 15.3 |  |  |  |  | 1
3606 | 23.9 | 18.4 |  |  |  |  | 1
3607 | 25.1 | 19.6 |  |  |  |  | 1
3608 | 24.4 | 18.9 |  |  |  |  | 1
3609 | 27.4 | 21.9 |  |  |  |  | 1
3610 | 27.3 | 21.8 |  |  |  |  | 1
3611 | 28.8 | 23.3 |  |  |  |  | 1
3612 | 29.6 | 24.1 |  |  |  |  | 1
3613 | 32.7 | 27.2 |  |  |  |  | 1
3614 | 33.6 | 28.1 |  |  |  |  | 1
3615 | 31.9 | 26.4 |  |  |  |  | 1
3616 | 33.8 | 28.3 |  |  |  |  | 1
3617 | 32.8 | 27.3 |  |  |  |  | 1
3618 | 31.7 | 26.2 |  |  |  |  | 1
3619 | 31.8 | 26.3 |  |  |  |  | 1
3620 | 28.3 | 22.8 |  |  |  |  | 1
3621 | 28.7 | 23.2 |  |  |  |  | 1
3622 | 29.9 | 24.4 |  |  |  |  | 1
3623 | 26.6 | 21.1 |  |  |  |  | 1
3624 | 23.3 | 17.8 |  |  |  |  | 1
3625 | 24.2 | 18.8 |  |  |  |  | 1
3626 | 22.7 | 17.3 |  |  |  |  | 1
3627 | 21.6 | 16.2 |  |  |  |  | 1
3628 | 21.1 | 15.7 |  |  |  |  | 1
3629 | 22 | 16.6 |  |  |  |  | 1
3630 | 21.9 | 16.5 |  |  |  |  | 1
3631 | 23.3 | 17.9 |  |  |  |  | 1
3632 | 25.7 | 20.3 |  |  |  |  | 1
3633 | 27.2 | 21.8 |  |  |  |  | 1
3634 | 26.2 | 20.8 |  |  |  |  | 1
3635 | 28.8 | 23.4 |  |  |  |  | 1
3636 | 32.7 | 27.3 |  |  |  |  | 1
3637 | 34.2 | 28.8 |  |  |  |  | 1
3638 | 33.4 | 28 |  |  |  |  | 1
3639 | 35.5 | 30.1 |  |  |  |  | 1
3640 | 35.2 | 29.8 |  |  |  |  | 1
3641 | 33.4 | 28 |  |  |  |  | 1
3642 | 30.6 | 25.2 |  |  |  |  | 1
3643 | 32 | 26.6 |  |  |  |  | 1
3644 | 29.2 | 23.8 |  |  |  |  | 1
3645 | 29.5 | 24.1 |  |  |  |  | 1
3646 | 29.9 | 24.5 |  |  |  |  | 1
3647 | 26.5 | 21.1 |  |  |  |  | 1
3648 | 23.8 | 18.4 |  |  |  |  | 1
3649 | 22.3 | 16.9 |  |  |  |  | 1
3650 | 20.4 | 15 |  |  |  |  | 1
3651 | 19.9 | 14.5 |  |  |  |  | 1
3652 | 23.9 | 18.5 |  |  |  |  | 1
3653 | 23.2 | 17.8 |  |  |  |  | 1
3654 | 22.6 | 17.2 |  |  |  |  | 1
3655 | 23.5 | 18.1 |  |  |  |  | 1
3656 | 24.9 | 19.5 |  |  |  |  | 1
3657 | 26.4 | 21 |  |  |  |  | 1
3658 | 29.6 | 24.2 |  |  |  |  | 1
3659 | 30 | 24.6 |  |  |  |  | 1
3660 | 28.6 | 23.2 |  |  |  |  | 1
3661 | 33.5 | 28.1 |  |  |  |  | 1
3662 | 30.8 | 25.4 |  |  |  |  | 1
3663 | 33.2 | 27.8 |  |  |  |  | 1
3664 | 32.3 | 26.9 |  |  |  |  | 1
3665 | 33.8 | 28.4 |  |  |  |  | 1
3666 | 31.6 | 26.2 |  |  |  |  | 1
3667 | 30.5 | 25.1 |  |  |  |  | 1
3668 | 29.7 | 24.3 |  |  |  |  | 1
3669 | 30.5 | 25.1 |  |  |  |  | 1
3670 | 27.7 | 22.3 |  |  |  |  | 1
3671 | 27.2 | 21.8 |  |  |  |  | 1
3672 | 26.6 | 21.2 |  |  |  |  | 1
3673 | 24.1 | 18.8 |  |  |  |  | 1
3674 | 23.6 | 18.3 |  |  |  |  | 1
3675 | 21.1 | 15.8 |  |  |  |  | 1
3676 | 22 | 16.7 |  |  |  |  | 1
3677 | 20.9 | 15.6 |  |  |  |  | 1
3678 | 23.6 | 18.3 |  |  |  |  | 1
3679 | 24.9 | 19.6 |  |  |  |  | 1
3680 | 26.3 | 21 |  |  |  |  | 1
3681 | 26.5 | 21.2 |  |  |  |  | 1
3682 | 29.2 | 23.9 |  |  |  |  | 1
3683 | 29.5 | 24.2 |  |  |  |  | 1
3684 | 30.4 | 25.1 |  |  |  |  | 1
3685 | 32.9 | 27.6 |  |  |  |  | 1
3686 | 34.2 | 28.9 |  |  |  |  | 1
3687 | 36.5 | 31.2 |  |  |  |  | 1
3688 | 35 | 29.7 |  |  |  |  | 1
3689 | 32.6 | 27.3 |  |  |  |  | 1
3690 | 32.1 | 26.8 |  |  |  |  | 1
3691 | 30.8 | 25.5 |  |  |  |  | 1
3692 | 31.2 | 25.9 |  |  |  |  | 1
3693 | 28.3 | 23 |  |  |  |  | 1
3694 | 29.7 | 24.4 |  |  |  |  | 1
3695 | 26.2 | 20.9 |  |  |  |  | 1
3696 | 25.9 | 20.6 |  |  |  |  | 1
3697 | 24.2 | 18.9 |  |  |  |  | 1
3698 | 23.5 | 18.2 |  |  |  |  | 1
3699 | 21.2 | 15.9 |  |  |  |  | 1
3700 | 22.2 | 16.9 |  |  |  |  | 1
3701 | 21.9 | 16.6 |  |  |  |  | 1
3702 | 22.9 | 17.6 |  |  |  |  | 1
3703 | 24.2 | 18.9 |  |  |  |  | 1
3704 | 26.1 | 20.8 |  |  |  |  | 1
3705 | 26.1 | 20.8 |  |  |  |  | 1
3706 | 29.2 | 23.9 |  |  |  |  | 1
3707 | 30.2 | 24.9 |  |  |  |  | 1
3708 | 33.2 | 27.9 |  |  |  |  | 1
3709 | 28.5 | 23.2 |  |  |  |  | 1
3710 | 32.7 | 27.4 |  |  |  |  | 1
3711 | 35.6 | 30.3 |  |  |  |  | 1
3712 | 31.2 | 25.9 |  |  |  |  | 1
3713 | 35.8 | 30.5 |  |  |  |  | 1
3714 | 33.5 | 28.2 |  |  |  |  | 1
3715 | 30 | 24.7 |  |  |  |  | 1
3716 | 32.1 | 26.8 |  |  |  |  | 1
3717 | 28.5 | 23.2 |  |  |  |  | 1
3718 | 27.1 | 21.8 |  |  |  |  | 1
3719 | 28.4 | 23.1 |  |  |  |  | 1
3720 | 24.8 | 19.5 |  |  |  |  | 1
3721 | 23 | 17.8 |  |  |  |  | 1
3722 | 25.6 | 20.4 |  |  |  |  | 1
3723 | 23.7 | 18.5 |  |  |  |  | 1
3724 | 22 | 16.8 |  |  |  |  | 1
3725 | 21.7 | 16.5 |  |  |  |  | 1
3726 | 23 | 17.8 |  |  |  |  | 1
3727 | 26 | 20.8 |  |  |  |  | 1
3728 | 24.2 | 19 |  |  |  |  | 1
3729 | 25.3 | 20.1 |  |  |  |  | 1
3730 | 29.9 | 24.7 |  |  |  |  | 1
3731 | 29.6 | 24.4 |  |  |  |  | 1
3732 | 31.5 | 26.3 |  |  |  |  | 1
3733 | 33.3 | 28.1 |  |  |  |  | 1
3734 | 33.1 | 27.9 |  |  |  |  | 1
3735 | 31.3 | 26.1 |  |  |  |  | 1
3736 | 34.1 | 28.9 |  |  |  |  | 1
3737 | 35.7 | 30.5 |  |  |  |  | 1
3738 | 36.2 | 31 |  |  |  |  | 1
3739 | 32.5 | 27.3 |  |  |  |  | 1
3740 | 31.4 | 26.2 |  |  |  |  | 1
3741 | 31.6 | 26.4 |  |  |  |  | 1
3742 | 29.1 | 23.9 |  |  |  |  | 1
3743 | 27.2 | 22 |  |  |  |  | 1
3744 | 23 | 17.8 |  |  |  |  | 1
3745 | 23.8 | 18.6 |  |  |  |  | 1
3746 | 23.6 | 18.4 |  |  |  |  | 1
3747 | 20.9 | 15.7 |  |  |  |  | 1
3748 | 22.1 | 16.9 |  |  |  |  | 1
3749 | 24.8 | 19.6 |  |  |  |  | 1
3750 | 23 | 17.8 |  |  |  |  | 1
3751 | 22.6 | 17.4 |  |  |  |  | 1
3752 | 23.3 | 18.1 |  |  |  |  | 1
3753 | 27 | 21.8 |  |  |  |  | 1
3754 | 27.8 | 22.6 |  |  |  |  | 1
3755 | 29.1 | 23.9 |  |  |  |  | 1
3756 | 31.8 | 26.6 |  |  |  |  | 1
3757 | 33.1 | 27.9 |  |  |  |  | 1
3758 | 33.9 | 28.7 |  |  |  |  | 1
3759 | 34.8 | 29.6 |  |  |  |  | 1
3760 | 33.1 | 27.9 |  |  |  |  | 1
3761 | 33.6 | 28.4 |  |  |  |  | 1
3762 | 33.3 | 28.1 |  |  |  |  | 1
3763 | 32.7 | 27.5 |  |  |  |  | 1
3764 | 32.7 | 27.5 |  |  |  |  | 1
3765 | 29.2 | 24 |  |  |  |  | 1
3766 | 27.6 | 22.4 |  |  |  |  | 1
3767 | 28.8 | 23.6 |  |  |  |  | 1
3768 | 25.7 | 20.5 |  |  |  |  | 1
3769 | 22.8 | 17.7 |  |  |  |  | 1
3770 | 23.1 | 18 |  |  |  |  | 1
3771 | 21.4 | 16.3 |  |  |  |  | 1
3772 | 21.3 | 16.2 |  |  |  |  | 1
3773 | 21.3 | 16.2 |  |  |  |  | 1
3774 | 22.5 | 17.4 |  |  |  |  | 1
3775 | 26.9 | 21.8 |  |  |  |  | 1
3776 | 26.9 | 21.8 |  |  |  |  | 1
3777 | 28.8 | 23.7 |  |  |  |  | 1
3778 | 30 | 24.9 |  |  |  |  | 1
3779 | 30.1 | 25 |  |  |  |  | 1
3780 | 32.2 | 27.1 |  |  |  |  | 1
3781 | 33 | 27.9 |  |  |  |  | 1
3782 | 32.6 | 27.5 |  |  |  |  | 1
3783 | 33.1 | 28 |  |  |  |  | 1
3784 | 35.8 | 30.7 |  |  |  |  | 1
3785 | 33 | 27.9 |  |  |  |  | 1
3786 | 34.1 | 29 |  |  |  |  | 1
3787 | 33.7 | 28.6 |  |  |  |  | 1
3788 | 32.6 | 27.5 |  |  |  |  | 1
3789 | 30.7 | 25.6 |  |  |  |  | 1
3790 | 27.2 | 22.1 |  |  |  |  | 1
3791 | 27.8 | 22.7 |  |  |  |  | 1
3792 | 25.5 | 20.4 |  |  |  |  | 1
3793 | 23.4 | 18.3 |  |  |  |  | 1
3794 | 21.2 | 16.1 |  |  |  |  | 1
3795 | 23.6 | 18.5 |  |  |  |  | 1
3796 | 21 | 15.9 |  |  |  |  | 1
3797 | 21 | 15.9 |  |  |  |  | 1
3798 | 25.7 | 20.6 |  |  |  |  | 1
3799 | 23.1 | 18 |  |  |  |  | 1
3800 | 25.3 | 20.2 |  |  |  |  | 1
3801 | 27.4 | 22.3 |  |  |  |  | 1
3802 | 28.9 | 23.8 |  |  |  |  | 1
3803 | 29.2 | 24.1 |  |  |  |  | 1
3804 | 31 | 25.9 |  |  |  |  | 1
3805 | 34 | 28.9 |  |  |  |  | 1
3806 | 33.7 | 28.6 |  |  |  |  | 1
3807 | 34.6 | 29.5 |  |  |  |  | 1
3808 | 32.2 | 27.1 |  |  |  |  | 1
3809 | 33.9 | 28.8 |  |  |  |  | 1
3810 | 35.1 | 30 |  |  |  |  | 1
3811 | 32.2 | 27.1 |  |  |  |  | 1
3812 | 30.7 | 25.6 |  |  |  |  | 1
3813 | 30.8 | 25.7 |  |  |  |  | 1
3814 | 29.5 | 24.4 |  |  |  |  | 1
3815 | 27.7 | 22.6 |  |  |  |  | 1
3816 | 25.1 | 20 |  |  |  |  | 1
3817 | 25.6 | 20.6 |  |  |  |  | 1
3818 | 25.7 | 20.7 |  |  |  |  | 1
3819 | 24.6 | 19.6 |  |  |  |  | 1
3820 | 21.1 | 16.1 |  |  |  |  | 1
3821 | 26.7 | 21.7 |  |  |  |  | 1
3822 | 22.2 | 17.2 |  |  |  |  | 1
3823 | 23.2 | 18.2 |  |  |  |  | 1
3824 | 26.3 | 21.3 |  |  |  |  | 1
3825 | 27.3 | 22.3 |  |  |  |  | 1
3826 | 29.4 | 24.4 |  |  |  |  | 1
3827 | 32.1 | 27.1 |  |  |  |  | 1
3828 | 33.1 | 28.1 |  |  |  |  | 1
3829 | 32.1 | 27.1 |  |  |  |  | 1
3830 | 34.2 | 29.2 |  |  |  |  | 1
3831 | 36 | 31 |  |  |  |  | 1
3832 | 36.2 | 31.2 |  |  |  |  | 1
3833 | 36.1 | 31.1 |  |  |  |  | 1
3834 | 35.1 | 30.1 |  |  |  |  | 1
3835 | 34.1 | 29.1 |  |  |  |  | 1
3836 | 31.3 | 26.3 |  |  |  |  | 1
3837 | 28.9 | 23.9 |  |  |  |  | 1
3838 | 29.5 | 24.5 |  |  |  |  | 1
3839 | 26.9 | 21.9 |  |  |  |  | 1
3840 | 27.5 | 22.5 |  |  |  |  | 1
3841 | 23.8 | 18.8 |  |  |  |  | 1
3842 | 23.4 | 18.4 |  |  |  |  | 1
3843 | 22.8 | 17.8 |  |  |  |  | 1
3844 | 24.3 | 19.3 |  |  |  |  | 1
3845 | 24.2 | 19.2 |  |  |  |  | 1
3846 | 23.9 | 18.9 |  |  |  |  | 1
3847 | 25.2 | 20.2 |  |  |  |  | 1
3848 | 28 | 23 |  |  |  |  | 1
3849 | 25.4 | 20.4 |  |  |  |  | 1
3850 | 30 | 25 |  |  |  |  | 1
3851 | 31.9 | 26.9 |  |  |  |  | 1
3852 | 33.6 | 28.6 |  |  |  |  | 1
3853 | 34.3 | 29.3 |  |  |  |  | 1
3854 | 33.4 | 28.4 |  |  |  |  | 1
3855 | 34.2 | 29.2 |  |  |  |  | 1
3856 | 35.9 | 30.9 |  |  |  |  | 1
3857 | 34.2 | 29.2 |  |  |  |  | 1
3858 | 34.1 | 29.1 |  |  |  |  | 1
3859 | 31.5 | 26.5 |  |  |  |  | 1
3860 | 30.7 | 25.7 |  |  |  |  | 1
3861 | 31.1 | 26.1 |  |  |  |  | 1
3862 | 28.6 | 23.6 |  |  |  |  | 1
3863 | 26.6 | 21.6 |  |  |  |  | 1
3864 | 25.9 | 20.9 |  |  |  |  | 1
3865 | 25.4 | 20.5 |  |  |  |  | 1
3866 | 23.7 | 18.8 |  |  |  |  | 1
3867 | 23.6 | 18.7 |  |  |  |  | 1
3868 | 23.3 | 18.4 |  |  |  |  | 1
3869 | 23.1 | 18.2 |  |  |  |  | 1
3870 | 24 | 19.1 |  |  |  |  | 1
3871 | 23.9 | 19 |  |  |  |  | 1
3872 | 25.6 | 20.7 |  |  |  |  | 1
3873 | 25.5 | 20.6 |  |  |  |  | 1
3874 | 27.8 | 22.9 |  |  |  |  | 1
3875 | 29.4 | 24.5 |  |  |  |  | 1
3876 | 31.8 | 26.9 |  |  |  |  | 1
3877 | 34.8 | 29.9 |  |  |  |  | 1
3878 | 34.4 | 29.5 |  |  |  |  | 1
3879 | 35.2 | 30.3 |  |  |  |  | 1
3880 | 34.1 | 29.2 |  |  |  |  | 1
3881 | 35.4 | 30.5 |  |  |  |  | 1
3882 | 36.5 | 31.6 |  |  |  |  | 1
3883 | 33.4 | 28.5 |  |  |  |  | 1
3884 | 31.2 | 26.3 |  |  |  |  | 1
3885 | 29.4 | 24.5 |  |  |  |  | 1
3886 | 29.5 | 24.6 |  |  |  |  | 1
3887 | 26.6 | 21.7 |  |  |  |  | 1
3888 | 27.1 | 22.2 |  |  |  |  | 1
3889 | 23.9 | 19 |  |  |  |  | 1
3890 | 22.2 | 17.3 |  |  |  |  | 1
3891 | 24.1 | 19.2 |  |  |  |  | 1
3892 | 21.8 | 16.9 |  |  |  |  | 1
3893 | 24.3 | 19.4 |  |  |  |  | 1
3894 | 25.4 | 20.5 |  |  |  |  | 1
3895 | 24.4 | 19.5 |  |  |  |  | 1
3896 | 26.6 | 21.7 |  |  |  |  | 1
3897 | 29.5 | 24.6 |  |  |  |  | 1
3898 | 28.8 | 23.9 |  |  |  |  | 1
3899 | 32.8 | 27.9 |  |  |  |  | 1
3900 | 32 | 27.1 |  |  |  |  | 1
3901 | 32.5 | 27.6 |  |  |  |  | 1
3902 | 34.7 | 29.8 |  |  |  |  | 1
3903 | 35.4 | 30.5 |  |  |  |  | 1
3904 | 36.7 | 31.8 |  |  |  |  | 1
3905 | 36.2 | 31.3 |  |  |  |  | 1
3906 | 35 | 30.1 |  |  |  |  | 1
3907 | 34.4 | 29.5 |  |  |  |  | 1
3908 | 32.6 | 27.7 |  |  |  |  | 1
3909 | 31.9 | 27 |  |  |  |  | 1
3910 | 28.7 | 23.8 |  |  |  |  | 1
3911 | 26.5 | 21.6 |  |  |  |  | 1
3912 | 26.6 | 21.7 |  |  |  |  | 1
3913 | 28.5 | 23.7 |  |  |  |  | 1
3914 | 25.3 | 20.5 |  |  |  |  | 1
3915 | 22.9 | 18.1 |  |  |  |  | 1
3916 | 25.2 | 20.4 |  |  |  |  | 1
3917 | 21.5 | 16.7 |  |  |  |  | 1
3918 | 24 | 19.2 |  |  |  |  | 1
3919 | 25.7 | 20.9 |  |  |  |  | 1
3920 | 25.7 | 20.9 |  |  |  |  | 1
3921 | 27.2 | 22.4 |  |  |  |  | 1
3922 | 29.3 | 24.5 |  |  |  |  | 1
3923 | 30.4 | 25.6 |  |  |  |  | 1
3924 | 31.6 | 26.8 |  |  |  |  | 1
3925 | 32.4 | 27.6 |  |  |  |  | 1
3926 | 32.8 | 28 |  |  |  |  | 1
3927 | 34.1 | 29.3 |  |  |  |  | 1
3928 | 35.4 | 30.6 |  |  |  |  | 1
3929 | 36.5 | 31.7 |  |  |  |  | 1
3930 | 33.9 | 29.1 |  |  |  |  | 1
3931 | 32.3 | 27.5 |  |  |  |  | 1
3932 | 34.4 | 29.6 |  |  |  |  | 1
3933 | 29.7 | 24.9 |  |  |  |  | 1
3934 | 29.6 | 24.8 |  |  |  |  | 1
3935 | 26.8 | 22 |  |  |  |  | 1
3936 | 25.6 | 20.8 |  |  |  |  | 1
3937 | 25.8 | 21 |  |  |  |  | 1
3938 | 25 | 20.2 |  |  |  |  | 1
3939 | 25.3 | 20.5 |  |  |  |  | 1
3940 | 24.4 | 19.6 |  |  |  |  | 1
3941 | 24 | 19.2 |  |  |  |  | 1
3942 | 25.2 | 20.4 |  |  |  |  | 1
3943 | 24.1 | 19.3 |  |  |  |  | 1
3944 | 28.1 | 23.3 |  |  |  |  | 1
3945 | 28.7 | 23.9 |  |  |  |  | 1
3946 | 30.2 | 25.4 |  |  |  |  | 1
3947 | 31.9 | 27.1 |  |  |  |  | 1
3948 | 30.8 | 26 |  |  |  |  | 1
3949 | 32.5 | 27.7 |  |  |  |  | 1
3950 | 35 | 30.2 |  |  |  |  | 1
3951 | 35.6 | 30.8 |  |  |  |  | 1
3952 | 36.3 | 31.5 |  |  |  |  | 1
3953 | 35.5 | 30.7 |  |  |  |  | 1
3954 | 34.6 | 29.8 |  |  |  |  | 1
3955 | 35.4 | 30.6 |  |  |  |  | 1
3956 | 33 | 28.2 |  |  |  |  | 1
3957 | 32.1 | 27.3 |  |  |  |  | 1
3958 | 31.1 | 26.3 |  |  |  |  | 1
3959 | 29.6 | 24.8 |  |  |  |  | 1
3960 | 27 | 22.2 |  |  |  |  | 1
3961 | 26.4 | 21.6 |  |  |  |  | 1
3962 | 24.9 | 20.1 |  |  |  |  | 1
3963 | 25.2 | 20.4 |  |  |  |  | 1
3964 | 26.5 | 21.7 |  |  |  |  | 1
3965 | 22.7 | 17.9 |  |  |  |  | 1
3966 | 23.6 | 18.8 |  |  |  |  | 1
3967 | 27.4 | 22.6 |  |  |  |  | 1
3968 | 27 | 22.2 |  |  |  |  | 1
3969 | 27.7 | 22.9 |  |  |  |  | 1
3970 | 28.9 | 24.1 |  |  |  |  | 1
3971 | 32.4 | 27.6 |  |  |  |  | 1
3972 | 33.4 | 28.6 |  |  |  |  | 1
3973 | 36.4 | 31.6 |  |  |  |  | 1
3974 | 34.8 | 30 |  |  |  |  | 1
3975 | 36.6 | 31.8 |  |  |  |  | 1
3976 | 37.7 | 32.9 |  |  |  |  | 1
3977 | 33.8 | 29 |  |  |  |  | 1
3978 | 33.7 | 28.9 |  |  |  |  | 1
3979 | 34.3 | 29.5 |  |  |  |  | 1
3980 | 32.1 | 27.3 |  |  |  |  | 1
3981 | 30.8 | 26 |  |  |  |  | 1
3982 | 28.9 | 24.1 |  |  |  |  | 1
3983 | 28 | 23.2 |  |  |  |  | 1
3984 | 25.7 | 20.9 |  |  |  |  | 1
3985 | 24.1 | 19.4 |  |  |  |  | 1
3986 | 25.1 | 20.4 |  |  |  |  | 1
3987 | 24.2 | 19.5 |  |  |  |  | 1
3988 | 25 | 20.3 |  |  |  |  | 1
3989 | 24.7 | 20 |  |  |  |  | 1
3990 | 25.2 | 20.5 |  |  |  |  | 1
3991 | 26.5 | 21.8 |  |  |  |  | 1
3992 | 25.8 | 21.1 |  |  |  |  | 1
3993 | 27.7 | 23 |  |  |  |  | 1
3994 | 30.2 | 25.5 |  |  |  |  | 1
3995 | 32.5 | 27.8 |  |  |  |  | 1
3996 | 33.6 | 28.9 |  |  |  |  | 1
3997 | 33.8 | 29.1 |  |  |  |  | 1
3998 | 34.8 | 30.1 |  |  |  |  | 1
3999 | 36 | 31.3 |  |  |  |  | 1
4000 | 34.5 | 29.8 |  |  |  |  | 1
4001 | 36.7 | 32 |  |  |  |  | 1
4002 | 36 | 31.3 |  |  |  |  | 1
4003 | 35.2 | 30.5 |  |  |  |  | 1
4004 | 34 | 29.3 |  |  |  |  | 1
4005 | 32.6 | 27.9 |  |  |  |  | 1
4006 | 27.6 | 22.9 |  |  |  |  | 1
4007 | 28.6 | 23.9 |  |  |  |  | 1
4008 | 25.1 | 20.4 |  |  |  |  | 1
4009 | 24.6 | 19.9 |  |  |  |  | 1
4010 | 24.6 | 19.9 |  |  |  |  | 1
4011 | 25.6 | 20.9 |  |  |  |  | 1
4012 | 24.4 | 19.7 |  |  |  |  | 1
4013 | 24.5 | 19.8 |  |  |  |  | 1
4014 | 26.9 | 22.2 |  |  |  |  | 1
4015 | 26 | 21.3 |  |  |  |  | 1
4016 | 25.8 | 21.1 |  |  |  |  | 1
4017 | 26.7 | 22 |  |  |  |  | 1
4018 | 28.9 | 24.2 |  |  |  |  | 1
4019 | 31.7 | 27 |  |  |  |  | 1
4020 | 31.1 | 26.4 |  |  |  |  | 1
4021 | 34.7 | 30 |  |  |  |  | 1
4022 | 35.5 | 30.8 |  |  |  |  | 1
4023 | 34.9 | 30.2 |  |  |  |  | 1
4024 | 36.1 | 31.4 |  |  |  |  | 1
4025 | 36.4 | 31.7 |  |  |  |  | 1
4026 | 34.4 | 29.7 |  |  |  |  | 1
4027 | 35.1 | 30.4 |  |  |  |  | 1
4028 | 32.1 | 27.4 |  |  |  |  | 1
4029 | 32.2 | 27.5 |  |  |  |  | 1
4030 | 31.7 | 27 |  |  |  |  | 1
4031 | 28.8 | 24.1 |  |  |  |  | 1
4032 | 25.4 | 20.7 |  |  |  |  | 1
4033 | 26 | 21.4 |  |  |  |  | 1
4034 | 25 | 20.4 |  |  |  |  | 1
4035 | 23.3 | 18.7 |  |  |  |  | 1
4036 | 22.6 | 18 |  |  |  |  | 1
4037 | 23.8 | 19.2 |  |  |  |  | 1
4038 | 25.9 | 21.3 |  |  |  |  | 1
4039 | 26.8 | 22.2 |  |  |  |  | 1
4040 | 28.5 | 23.9 |  |  |  |  | 1
4041 | 28.5 | 23.9 |  |  |  |  | 1
4042 | 32.4 | 27.8 |  |  |  |  | 1
4043 | 30.6 | 26 |  |  |  |  | 1
4044 | 33.6 | 29 |  |  |  |  | 1
4045 | 34 | 29.4 |  |  |  |  | 1
4046 | 37.1 | 32.5 |  |  |  |  | 1
4047 | 35.9 | 31.3 |  |  |  |  | 1
4048 | 34.8 | 30.2 |  |  |  |  | 1
4049 | 36.2 | 31.6 |  |  |  |  | 1
4050 | 33.9 | 29.3 |  |  |  |  | 1
4051 | 33.3 | 28.7 |  |  |  |  | 1
4052 | 34.2 | 29.6 |  |  |  |  | 1
4053 | 31.6 | 27 |  |  |  |  | 1
4054 | 31.1 | 26.5 |  |  |  |  | 1
4055 | 27.5 | 22.9 |  |  |  |  | 1
4056 | 28.6 | 24 |  |  |  |  | 1
4057 | 25.7 | 21.1 |  |  |  |  | 1
4058 | 22.7 | 18.1 |  |  |  |  | 1
4059 | 23.3 | 18.7 |  |  |  |  | 1
4060 | 22.5 | 17.9 |  |  |  |  | 1
4061 | 22.6 | 18 |  |  |  |  | 1
4062 | 25.6 | 21 |  |  |  |  | 1
4063 | 26.4 | 21.8 |  |  |  |  | 1
4064 | 27.9 | 23.3 |  |  |  |  | 1
4065 | 27.8 | 23.2 |  |  |  |  | 1
4066 | 30.8 | 26.2 |  |  |  |  | 1
4067 | 30 | 25.4 |  |  |  |  | 1
4068 | 32.6 | 28 |  |  |  |  | 1
4069 | 34.2 | 29.6 |  |  |  |  | 1
4070 | 34.7 | 30.1 |  |  |  |  | 1
4071 | 36.1 | 31.5 |  |  |  |  | 1
4072 | 36.2 | 31.6 |  |  |  |  | 1
4073 | 36.6 | 32 |  |  |  |  | 1
4074 | 35.8 | 31.2 |  |  |  |  | 1
4075 | 35.6 | 31 |  |  |  |  | 1
4076 | 32.6 | 28 |  |  |  |  | 1
4077 | 32.5 | 27.9 |  |  |  |  | 1
4078 | 30.5 | 25.9 |  |  |  |  | 1
4079 | 28.9 | 24.3 |  |  |  |  | 1
4080 | 27.4 | 22.8 |  |  |  |  | 1
4081 | 23.5 | 18.9 |  |  |  |  | 1
4082 | 27.4 | 22.8 |  |  |  |  | 1
4083 | 23.4 | 18.8 |  |  |  |  | 1
4084 | 23.3 | 18.7 |  |  |  |  | 1
4085 | 24.1 | 19.5 |  |  |  |  | 1
4086 | 23.5 | 18.9 |  |  |  |  | 1
4087 | 28.2 | 23.6 |  |  |  |  | 1
4088 | 26.6 | 22 |  |  |  |  | 1
4089 | 27.9 | 23.3 |  |  |  |  | 1
4090 | 29.3 | 24.7 |  |  |  |  | 1
4091 | 32.4 | 27.8 |  |  |  |  | 1
4092 | 35 | 30.4 |  |  |  |  | 1
4093 | 34.9 | 30.3 |  |  |  |  | 1
4094 | 34.6 | 30 |  |  |  |  | 1
4095 | 37.7 | 33.1 |  |  |  |  | 1
4096 | 36.6 | 32 |  |  |  |  | 1
4097 | 35.2 | 30.6 |  |  |  |  | 1
4098 | 35.4 | 30.8 |  |  |  |  | 1
4099 | 34.7 | 30.1 |  |  |  |  | 1
4100 | 33.6 | 29 |  |  |  |  | 1
4101 | 31.9 | 27.3 |  |  |  |  | 1
4102 | 30.3 | 25.7 |  |  |  |  | 1
4103 | 31 | 26.4 |  |  |  |  | 1
4104 | 30.7 | 26.1 |  |  |  |  | 1
4105 | 26.4 | 21.9 |  |  |  |  | 1
4106 | 24.1 | 19.6 |  |  |  |  | 1
4107 | 23.4 | 18.9 |  |  |  |  | 1
4108 | 25.4 | 20.9 |  |  |  |  | 1
4109 | 22.7 | 18.2 |  |  |  |  | 1
4110 | 25 | 20.5 |  |  |  |  | 1
4111 | 26.6 | 22.1 |  |  |  |  | 1
4112 | 27.6 | 23.1 |  |  |  |  | 1
4113 | 28.4 | 23.9 |  |  |  |  | 1
4114 | 32.6 | 28.1 |  |  |  |  | 1
4115 | 32.9 | 28.4 |  |  |  |  | 1
4116 | 32.8 | 28.3 |  |  |  |  | 1
4117 | 35.6 | 31.1 |  |  |  |  | 1
4118 | 35.4 | 30.9 |  |  |  |  | 1
4119 | 35.6 | 31.1 |  |  |  |  | 1
4120 | 35.9 | 31.4 |  |  |  |  | 1
4121 | 37.6 | 33.1 |  |  |  |  | 1
4122 | 34.9 | 30.4 |  |  |  |  | 1
4123 | 34.6 | 30.1 |  |  |  |  | 1
4124 | 34.6 | 30.1 |  |  |  |  | 1
4125 | 32.3 | 27.8 |  |  |  |  | 1
4126 | 30.7 | 26.2 |  |  |  |  | 1
4127 | 28.1 | 23.6 |  |  |  |  | 1
4128 | 30.2 | 25.7 |  |  |  |  | 1
4129 | 27.3 | 22.8 |  |  |  |  | 1
4130 | 22.5 | 18 |  |  |  |  | 1
4131 | 26.3 | 21.8 |  |  |  |  | 1
4132 | 23 | 18.5 |  |  |  |  | 1
4133 | 23.1 | 18.6 |  |  |  |  | 1
4134 | 24.5 | 20 |  |  |  |  | 1
4135 | 27.8 | 23.3 |  |  |  |  | 1
4136 | 27.2 | 22.7 |  |  |  |  | 1
4137 | 29.2 | 24.7 |  |  |  |  | 1
4138 | 28.5 | 24 |  |  |  |  | 1
4139 | 33.4 | 28.9 |  |  |  |  | 1
4140 | 33.2 | 28.7 |  |  |  |  | 1
4141 | 33.2 | 28.7 |  |  |  |  | 1
4142 | 36.1 | 31.6 |  |  |  |  | 1
4143 | 36.9 | 32.4 |  |  |  |  | 1
4144 | 36.6 | 32.1 |  |  |  |  | 1
4145 | 37.9 | 33.4 |  |  |  |  | 1
4146 | 36.4 | 31.9 |  |  |  |  | 1
4147 | 36.6 | 32.1 |  |  |  |  | 1
4148 | 33.4 | 28.9 |  |  |  |  | 1
4149 | 32.2 | 27.7 |  |  |  |  | 1
4150 | 31.5 | 27 |  |  |  |  | 1
4151 | 30.3 | 25.8 |  |  |  |  | 1
4152 | 27.1 | 22.6 |  |  |  |  | 1
4153 | 28.6 | 24.1 |  |  |  |  | 1
4154 | 25.6 | 21.1 |  |  |  |  | 1
4155 | 24.8 | 20.3 |  |  |  |  | 1
4156 | 25.1 | 20.6 |  |  |  |  | 1
4157 | 23.8 | 19.3 |  |  |  |  | 1
4158 | 23.4 | 18.9 |  |  |  |  | 1
4159 | 28.8 | 24.3 |  |  |  |  | 1
4160 | 28.9 | 24.4 |  |  |  |  | 1
4161 | 27.9 | 23.4 |  |  |  |  | 1
4162 | 30.8 | 26.3 |  |  |  |  | 1
4163 | 32.9 | 28.4 |  |  |  |  | 1
4164 | 33 | 28.5 |  |  |  |  | 1
4165 | 36.6 | 32.1 |  |  |  |  | 1
4166 | 35.2 | 30.7 |  |  |  |  | 1
4167 | 37.6 | 33.1 |  |  |  |  | 1
4168 | 35.9 | 31.4 |  |  |  |  | 1
4169 | 37 | 32.5 |  |  |  |  | 1
4170 | 37.7 | 33.2 |  |  |  |  | 1
4171 | 35.4 | 30.9 |  |  |  |  | 1
4172 | 33 | 28.5 |  |  |  |  | 1
4173 | 32.4 | 27.9 |  |  |  |  | 1
4174 | 31.5 | 27 |  |  |  |  | 1
4175 | 28.5 | 24 |  |  |  |  | 1
4176 | 27.1 | 22.6 |  |  |  |  | 1
4177 | 28.6 | 24.2 |  |  |  |  | 1
4178 | 27.2 | 22.8 |  |  |  |  | 1
4179 | 24.1 | 19.7 |  |  |  |  | 1
4180 | 23.1 | 18.7 |  |  |  |  | 1
4181 | 23.4 | 19 |  |  |  |  | 1
4182 | 24.2 | 19.8 |  |  |  |  | 1
4183 | 26.1 | 21.7 |  |  |  |  | 1
4184 | 27.6 | 23.2 |  |  |  |  | 1
4185 | 27.5 | 23.1 |  |  |  |  | 1
4186 | 30.9 | 26.5 |  |  |  |  | 1
4187 | 28.8 | 24.4 |  |  |  |  | 1
4188 | 33.9 | 29.5 |  |  |  |  | 1
4189 | 36.9 | 32.5 |  |  |  |  | 1
4190 | 34.4 | 30 |  |  |  |  | 1
4191 | 33 | 28.6 |  |  |  |  | 1
4192 | 36.9 | 32.5 |  |  |  |  | 1
4193 | 37.3 | 32.9 |  |  |  |  | 1
4194 | 35.4 | 31 |  |  |  |  | 1
4195 | 35.2 | 30.8 |  |  |  |  | 1
4196 | 35.3 | 30.9 |  |  |  |  | 1
4197 | 34.3 | 29.9 |  |  |  |  | 1
4198 | 31.4 | 27 |  |  |  |  | 1
4199 | 27.7 | 23.3 |  |  |  |  | 1
4200 | 27.9 | 23.5 |  |  |  |  | 1
4201 | 25.4 | 21 |  |  |  |  | 1
4202 | 25.6 | 21.2 |  |  |  |  | 1
4203 | 24.7 | 20.3 |  |  |  |  | 1
4204 | 24.1 | 19.7 |  |  |  |  | 1
4205 | 26.8 | 22.4 |  |  |  |  | 1
4206 | 25.3 | 20.9 |  |  |  |  | 1
4207 | 24.8 | 20.4 |  |  |  |  | 1
4208 | 28.3 | 23.9 |  |  |  |  | 1
4209 | 30.1 | 25.7 |  |  |  |  | 1
4210 | 30.9 | 26.5 |  |  |  |  | 1
4211 | 31.4 | 27 |  |  |  |  | 1
4212 | 33.3 | 28.9 |  |  |  |  | 1
4213 | 34.3 | 29.9 |  |  |  |  | 1
4214 | 35.4 | 31 |  |  |  |  | 1
4215 | 35.7 | 31.3 |  |  |  |  | 1
4216 | 36.5 | 32.1 |  |  |  |  | 1
4217 | 35 | 30.6 |  |  |  |  | 1
4218 | 36.3 | 31.9 |  |  |  |  | 1
4219 | 34.1 | 29.7 |  |  |  |  | 1
4220 | 34.8 | 30.4 |  |  |  |  | 1
4221 | 32.8 | 28.4 |  |  |  |  | 1
4222 | 32.6 | 28.2 |  |  |  |  | 1
4223 | 27.6 | 23.2 |  |  |  |  | 1
4224 | 29.5 | 25.1 |  |  |  |  | 1
4225 | 26.5 | 22.1 |  |  |  |  | 1
4226 | 26.4 | 22 |  |  |  |  | 1
4227 | 26.2 | 21.8 |  |  |  |  | 1
4228 | 26 | 21.6 |  |  |  |  | 1
4229 | 25.2 | 20.8 |  |  |  |  | 1
4230 | 26.2 | 21.8 |  |  |  |  | 1
4231 | 26.5 | 22.1 |  |  |  |  | 1
4232 | 28.8 | 24.4 |  |  |  |  | 1
4233 | 28.3 | 23.9 |  |  |  |  | 1
4234 | 31.4 | 27 |  |  |  |  | 1
4235 | 34.3 | 29.9 |  |  |  |  | 1
4236 | 36.3 | 31.9 |  |  |  |  | 1
4237 | 36.4 | 32 |  |  |  |  | 1
4238 | 37.8 | 33.4 |  |  |  |  | 1
4239 | 37.3 | 32.9 |  |  |  |  | 1
4240 | 38.1 | 33.7 |  |  |  |  | 1
4241 | 39 | 34.6 |  |  |  |  | 1
4242 | 36 | 31.6 |  |  |  |  | 1
4243 | 33.2 | 28.8 |  |  |  |  | 1
4244 | 33.7 | 29.3 |  |  |  |  | 1
4245 | 32.7 | 28.3 |  |  |  |  | 1
4246 | 29.9 | 25.5 |  |  |  |  | 1
4247 | 27.9 | 23.5 |  |  |  |  | 1
4248 | 27.3 | 22.9 |  |  |  |  | 1
4249 | 25.3 | 21 |  |  |  |  | 1
4250 | 26.9 | 22.6 |  |  |  |  | 1
4251 | 27.2 | 22.9 |  |  |  |  | 1
4252 | 25.8 | 21.5 |  |  |  |  | 1
4253 | 23.5 | 19.2 |  |  |  |  | 1
4254 | 26 | 21.7 |  |  |  |  | 1
4255 | 25.7 | 21.4 |  |  |  |  | 1
4256 | 28.3 | 24 |  |  |  |  | 1
4257 | 28.4 | 24.1 |  |  |  |  | 1
4258 | 32.1 | 27.8 |  |  |  |  | 1
4259 | 33.4 | 29.1 |  |  |  |  | 1
4260 | 33.6 | 29.3 |  |  |  |  | 1
4261 | 35.8 | 31.5 |  |  |  |  | 1
4262 | 36.2 | 31.9 |  |  |  |  | 1
4263 | 38.8 | 34.5 |  |  |  |  | 1
4264 | 34.7 | 30.4 |  |  |  |  | 1
4265 | 37.3 | 33 |  |  |  |  | 1
4266 | 37.7 | 33.4 |  |  |  |  | 1
4267 | 34.8 | 30.5 |  |  |  |  | 1
4268 | 33.4 | 29.1 |  |  |  |  | 1
4269 | 32.7 | 28.4 |  |  |  |  | 1
4270 | 29.9 | 25.6 |  |  |  |  | 1
4271 | 28.8 | 24.5 |  |  |  |  | 1
4272 | 26.7 | 22.4 |  |  |  |  | 1
4273 | 26.6 | 22.3 |  |  |  |  | 1
4274 | 23.3 | 19 |  |  |  |  | 1
4275 | 24.5 | 20.2 |  |  |  |  | 1
4276 | 25.7 | 21.4 |  |  |  |  | 1
4277 | 24.8 | 20.5 |  |  |  |  | 1
4278 | 25.4 | 21.1 |  |  |  |  | 1
4279 | 27.9 | 23.6 |  |  |  |  | 1
4280 | 29.9 | 25.6 |  |  |  |  | 1
4281 | 28.6 | 24.3 |  |  |  |  | 1
4282 | 32.5 | 28.2 |  |  |  |  | 1
4283 | 30.5 | 26.2 |  |  |  |  | 1
4284 | 33 | 28.7 |  |  |  |  | 1
4285 | 35.9 | 31.6 |  |  |  |  | 1
4286 | 36.6 | 32.3 |  |  |  |  | 1
4287 | 37 | 32.7 |  |  |  |  | 1
4288 | 38.1 | 33.8 |  |  |  |  | 1
4289 | 36.6 | 32.3 |  |  |  |  | 1
4290 | 37.2 | 32.9 |  |  |  |  | 1
4291 | 34.7 | 30.4 |  |  |  |  | 1
4292 | 33.3 | 29 |  |  |  |  | 1
4293 | 30.4 | 26.1 |  |  |  |  | 1
4294 | 31.9 | 27.6 |  |  |  |  | 1
4295 | 28.5 | 24.2 |  |  |  |  | 1
4296 | 29.3 | 25 |  |  |  |  | 1
4297 | 28.1 | 23.8 |  |  |  |  | 1
4298 | 25.7 | 21.4 |  |  |  |  | 1
4299 | 25.4 | 21.1 |  |  |  |  | 1
4300 | 25.4 | 21.1 |  |  |  |  | 1
4301 | 25.1 | 20.8 |  |  |  |  | 1
4302 | 24.2 | 19.9 |  |  |  |  | 1
4303 | 28.6 | 24.3 |  |  |  |  | 1
4304 | 27.4 | 23.1 |  |  |  |  | 1
4305 | 30.2 | 25.9 |  |  |  |  | 1
4306 | 31.5 | 27.2 |  |  |  |  | 1
4307 | 33 | 28.7 |  |  |  |  | 1
4308 | 34.4 | 30.1 |  |  |  |  | 1
4309 | 36.5 | 32.2 |  |  |  |  | 1
4310 | 35.3 | 31 |  |  |  |  | 1
4311 | 38.1 | 33.8 |  |  |  |  | 1
4312 | 37.3 | 33 |  |  |  |  | 1
4313 | 37 | 32.7 |  |  |  |  | 1
4314 | 35.8 | 31.5 |  |  |  |  | 1
4315 | 35.3 | 31 |  |  |  |  | 1
4316 | 34.8 | 30.5 |  |  |  |  | 1
4317 | 31.3 | 27 |  |  |  |  | 1
4318 | 29.1 | 24.8 |  |  |  |  | 1
4319 | 29.2 | 24.9 |  |  |  |  | 1
4320 | 29 | 24.7 |  |  |  |  | 1
4321 | 26.6 | 22.3 |  |  |  |  | 1
4322 | 27.7 | 23.4 |  |  |  |  | 1
4323 | 27 | 22.7 |  |  |  |  | 1
4324 | 26.9 | 22.6 |  |  |  |  | 1
4325 | 27.2 | 22.9 |  |  |  |  | 1
4326 | 26.3 | 22 |  |  |  |  | 1
4327 | 27.6 | 23.3 |  |  |  |  | 1
4328 | 27.4 | 23.1 |  |  |  |  | 1
4329 | 26.4 | 22.1 |  |  |  |  | 1
4330 | 31.7 | 27.4 |  |  |  |  | 1
4331 | 31.8 | 27.5 |  |  |  |  | 1
4332 | 34 | 29.7 |  |  |  |  | 1
4333 | 32.5 | 28.2 |  |  |  |  | 1
4334 | 37.5 | 33.2 |  |  |  |  | 1
4335 | 36.8 | 32.5 |  |  |  |  | 1
4336 | 36.5 | 32.2 |  |  |  |  | 1
4337 | 35.6 | 31.3 |  |  |  |  | 1
4338 | 35.4 | 31.1 |  |  |  |  | 1
4339 | 34.4 | 30.1 |  |  |  |  | 1
4340 | 33 | 28.7 |  |  |  |  | 1
4341 | 31.1 | 26.8 |  |  |  |  | 1
4342 | 31 | 26.7 |  |  |  |  | 1
4343 | 29.2 | 24.9 |  |  |  |  | 1
4344 | 29.2 | 24.9 |  |  |  |  | 1
4345 | 24.9 | 20.7 |  |  |  |  | 1
4346 | 25.5 | 21.3 |  |  |  |  | 1
4347 | 24.4 | 20.2 |  |  |  |  | 1
4348 | 25.7 | 21.5 |  |  |  |  | 1
4349 | 25.4 | 21.2 |  |  |  |  | 1
4350 | 27.1 | 22.9 |  |  |  |  | 1
4351 | 29.2 | 25 |  |  |  |  | 1
4352 | 28.3 | 24.1 |  |  |  |  | 1
4353 | 30.4 | 26.2 |  |  |  |  | 1
4354 | 30.4 | 26.2 |  |  |  |  | 1
4355 | 32.7 | 28.5 |  |  |  |  | 1
4356 | 34.3 | 30.1 |  |  |  |  | 1
4357 | 38.1 | 33.9 |  |  |  |  | 1
4358 | 35.1 | 30.9 |  |  |  |  | 1
4359 | 36.9 | 32.7 |  |  |  |  | 1
4360 | 37.3 | 33.1 |  |  |  |  | 1
4361 | 36.2 | 32 |  |  |  |  | 1
4362 | 36.9 | 32.7 |  |  |  |  | 1
4363 | 35.5 | 31.3 |  |  |  |  | 1
4364 | 34.4 | 30.2 |  |  |  |  | 1
4365 | 32 | 27.8 |  |  |  |  | 1
4366 | 32.2 | 28 |  |  |  |  | 1
4367 | 28.6 | 24.4 |  |  |  |  | 1
4368 | 27.8 | 23.6 |  |  |  |  | 1
4369 | 28.1 | 23.9 |  |  |  |  | 1
4370 | 27.8 | 23.6 |  |  |  |  | 1
4371 | 24.7 | 20.5 |  |  |  |  | 1
4372 | 26.1 | 21.9 |  |  |  |  | 1
4373 | 25.4 | 21.2 |  |  |  |  | 1
4374 | 27.4 | 23.2 |  |  |  |  | 1
4375 | 27.2 | 23 |  |  |  |  | 1
4376 | 30.4 | 26.2 |  |  |  |  | 1
4377 | 31.6 | 27.4 |  |  |  |  | 1
4378 | 30.2 | 26 |  |  |  |  | 1
4379 | 32.5 | 28.3 |  |  |  |  | 1
4380 | 33.4 | 29.2 |  |  |  |  | 1
4381 | 35.5 | 31.3 |  |  |  |  | 1
4382 | 34.4 | 30.2 |  |  |  |  | 1
4383 | 35.1 | 30.9 |  |  |  |  | 1
4384 | 38.6 | 34.4 |  |  |  |  | 1
4385 | 37.6 | 33.4 |  |  |  |  | 1
4386 | 37.4 | 33.2 |  |  |  |  | 1
4387 | 34.5 | 30.3 |  |  |  |  | 1
4388 | 33.1 | 28.9 |  |  |  |  | 1
4389 | 32.7 | 28.5 |  |  |  |  | 1
4390 | 33 | 28.8 |  |  |  |  | 1
4391 | 29.9 | 25.7 |  |  |  |  | 1
4392 | 28.6 | 24.4 |  |  |  |  | 1
4393 | 28.6 | 24.4 |  |  |  |  | 1
4394 | 26.7 | 22.5 |  |  |  |  | 1
4395 | 25.8 | 21.6 |  |  |  |  | 1
4396 | 25.9 | 21.7 |  |  |  |  | 1
4397 | 25.4 | 21.2 |  |  |  |  | 1
4398 | 28.1 | 23.9 |  |  |  |  | 1
4399 | 27 | 22.8 |  |  |  |  | 1
4400 | 27.5 | 23.3 |  |  |  |  | 1
4401 | 30.7 | 26.5 |  |  |  |  | 1
4402 | 32.5 | 28.3 |  |  |  |  | 1
4403 | 32.4 | 28.2 |  |  |  |  | 1
4404 | 35.3 | 31.1 |  |  |  |  | 1
4405 | 36.9 | 32.7 |  |  |  |  | 1
4406 | 32.6 | 28.4 |  |  |  |  | 1
4407 | 35.1 | 30.9 |  |  |  |  | 1
4408 | 37.9 | 33.7 |  |  |  |  | 1
4409 | 36.1 | 31.9 |  |  |  |  | 1
4410 | 38.6 | 34.4 |  |  |  |  | 1
4411 | 36 | 31.8 |  |  |  |  | 1
4412 | 34.3 | 30.1 |  |  |  |  | 1
4413 | 33 | 28.8 |  |  |  |  | 1
4414 | 31 | 26.8 |  |  |  |  | 1
4415 | 29.1 | 24.9 |  |  |  |  | 1
4416 | 28.6 | 24.4 |  |  |  |  | 1
4417 | 28.4 | 24.2 |  |  |  |  | 1
4418 | 24.4 | 20.2 |  |  |  |  | 1
4419 | 26 | 21.8 |  |  |  |  | 1
4420 | 24.9 | 20.7 |  |  |  |  | 1
4421 | 25.8 | 21.6 |  |  |  |  | 1
4422 | 25.4 | 21.2 |  |  |  |  | 1
4423 | 27.4 | 23.2 |  |  |  |  | 1
4424 | 27.2 | 23 |  |  |  |  | 1
4425 | 29.9 | 25.7 |  |  |  |  | 1
4426 | 31.2 | 27 |  |  |  |  | 1
4427 | 31 | 26.8 |  |  |  |  | 1
4428 | 35 | 30.8 |  |  |  |  | 1
4429 | 32.3 | 28.1 |  |  |  |  | 1
4430 | 36.2 | 32 |  |  |  |  | 1
4431 | 35.5 | 31.3 |  |  |  |  | 1
4432 | 37.8 | 33.6 |  |  |  |  | 1
4433 | 36.9 | 32.7 |  |  |  |  | 1
4434 | 37.7 | 33.5 |  |  |  |  | 1
4435 | 35.5 | 31.3 |  |  |  |  | 1
4436 | 34.2 | 30 |  |  |  |  | 1
4437 | 34.4 | 30.2 |  |  |  |  | 1
4438 | 30.9 | 26.7 |  |  |  |  | 1
4439 | 29.9 | 25.7 |  |  |  |  | 1
4440 | 30.2 | 26 |  |  |  |  | 1
4441 | 28.1 | 23.9 |  |  |  |  | 1
4442 | 28.7 | 24.5 |  |  |  |  | 1
4443 | 26.3 | 22.1 |  |  |  |  | 1
4444 | 24.9 | 20.7 |  |  |  |  | 1
4445 | 27 | 22.8 |  |  |  |  | 1
4446 | 27.4 | 23.2 |  |  |  |  | 1
4447 | 27 | 22.8 |  |  |  |  | 1
4448 | 29.2 | 25 |  |  |  |  | 1
4449 | 29.9 | 25.7 |  |  |  |  | 1
4450 | 32.1 | 27.9 |  |  |  |  | 1
4451 | 33.1 | 28.9 |  |  |  |  | 1
4452 | 34.4 | 30.2 |  |  |  |  | 1
4453 | 37.8 | 33.6 |  |  |  |  | 1
4454 | 37.3 | 33.1 |  |  |  |  | 1
4455 | 35.7 | 31.5 |  |  |  |  | 1
4456 | 37.8 | 33.6 |  |  |  |  | 1
4457 | 37 | 32.8 |  |  |  |  | 1
4458 | 37.1 | 32.9 |  |  |  |  | 1
4459 | 36.1 | 31.9 |  |  |  |  | 1
4460 | 35 | 30.8 |  |  |  |  | 1
4461 | 31 | 26.8 |  |  |  |  | 1
4462 | 29.7 | 25.5 |  |  |  |  | 1
4463 | 31.7 | 27.5 |  |  |  |  | 1
4464 | 28.5 | 24.3 |  |  |  |  | 1
4465 | 29 | 24.9 |  |  |  |  | 1
4466 | 27 | 22.9 |  |  |  |  | 1
4467 | 25.2 | 21.1 |  |  |  |  | 1
4468 | 23.6 | 19.5 |  |  |  |  | 1
4469 | 26.4 | 22.3 |  |  |  |  | 1
4470 | 27 | 22.9 |  |  |  |  | 1
4471 | 29.4 | 25.3 |  |  |  |  | 1
4472 | 28.3 | 24.2 |  |  |  |  | 1
4473 | 30.1 | 26 |  |  |  |  | 1
4474 | 29.4 | 25.3 |  |  |  |  | 1
4475 | 32.4 | 28.3 |  |  |  |  | 1
4476 | 34.9 | 30.8 |  |  |  |  | 1
4477 | 35.4 | 31.3 |  |  |  |  | 1
4478 | 35.7 | 31.6 |  |  |  |  | 1
4479 | 39.1 | 35 |  |  |  |  | 1
4480 | 39.5 | 35.4 |  |  |  |  | 1
4481 | 36.1 | 32 |  |  |  |  | 1
4482 | 36.9 | 32.8 |  |  |  |  | 1
4483 | 35.3 | 31.2 |  |  |  |  | 1
4484 | 36.4 | 32.3 |  |  |  |  | 1
4485 | 33.4 | 29.3 |  |  |  |  | 1
4486 | 32.3 | 28.2 |  |  |  |  | 1
4487 | 28.9 | 24.8 |  |  |  |  | 1
4488 | 30.2 | 26.1 |  |  |  |  | 1
4489 | 27 | 22.9 |  |  |  |  | 1
4490 | 28.7 | 24.6 |  |  |  |  | 1
4491 | 27.2 | 23.1 |  |  |  |  | 1
4492 | 24.9 | 20.8 |  |  |  |  | 1
4493 | 26.5 | 22.4 |  |  |  |  | 1
4494 | 26.7 | 22.6 |  |  |  |  | 1
4495 | 27.1 | 23 |  |  |  |  | 1
4496 | 29.5 | 25.4 |  |  |  |  | 1
4497 | 30.1 | 26 |  |  |  |  | 1
4498 | 31.7 | 27.6 |  |  |  |  | 1
4499 | 32.4 | 28.3 |  |  |  |  | 1
4500 | 33.7 | 29.6 |  |  |  |  | 1
4501 | 36 | 31.9 |  |  |  |  | 1
4502 | 37.1 | 33 |  |  |  |  | 1
4503 | 38.7 | 34.6 |  |  |  |  | 1
4504 | 36 | 31.9 |  |  |  |  | 1
4505 | 37.6 | 33.5 |  |  |  |  | 1
4506 | 38.7 | 34.6 |  |  |  |  | 1
4507 | 35.1 | 31 |  |  |  |  | 1
4508 | 33.4 | 29.3 |  |  |  |  | 1
4509 | 32.1 | 28 |  |  |  |  | 1
4510 | 32.6 | 28.5 |  |  |  |  | 1
4511 | 28.6 | 24.5 |  |  |  |  | 1
4512 | 28.7 | 24.6 |  |  |  |  | 1
4513 | 26.6 | 22.5 |  |  |  |  | 1
4514 | 25.8 | 21.7 |  |  |  |  | 1
4515 | 25.5 | 21.4 |  |  |  |  | 1
4516 | 25.2 | 21.1 |  |  |  |  | 1
4517 | 25.5 | 21.4 |  |  |  |  | 1
4518 | 26.4 | 22.3 |  |  |  |  | 1
4519 | 27.8 | 23.7 |  |  |  |  | 1
4520 | 28.1 | 24 |  |  |  |  | 1
4521 | 30.7 | 26.6 |  |  |  |  | 1
4522 | 31.1 | 27 |  |  |  |  | 1
4523 | 32.7 | 28.6 |  |  |  |  | 1
4524 | 34.7 | 30.6 |  |  |  |  | 1
4525 | 33.9 | 29.8 |  |  |  |  | 1
4526 | 35.9 | 31.8 |  |  |  |  | 1
4527 | 36.7 | 32.6 |  |  |  |  | 1
4528 | 36.5 | 32.4 |  |  |  |  | 1
4529 | 37.2 | 33.1 |  |  |  |  | 1
4530 | 36 | 31.9 |  |  |  |  | 1
4531 | 34.8 | 30.7 |  |  |  |  | 1
4532 | 35.9 | 31.8 |  |  |  |  | 1
4533 | 35.7 | 31.6 |  |  |  |  | 1
4534 | 32.9 | 28.8 |  |  |  |  | 1
4535 | 30.5 | 26.4 |  |  |  |  | 1
4536 | 30 | 25.9 |  |  |  |  | 1
4537 | 27.9 | 23.8 |  |  |  |  | 1
4538 | 26.2 | 22.1 |  |  |  |  | 1
4539 | 26.1 | 22 |  |  |  |  | 1
4540 | 25.3 | 21.2 |  |  |  |  | 1
4541 | 23.3 | 19.2 |  |  |  |  | 1
4542 | 25.5 | 21.4 |  |  |  |  | 1
4543 | 26.5 | 22.4 |  |  |  |  | 1
4544 | 29.3 | 25.2 |  |  |  |  | 1
4545 | 29.6 | 25.5 |  |  |  |  | 1
4546 | 29.6 | 25.5 |  |  |  |  | 1
4547 | 33.3 | 29.2 |  |  |  |  | 1
4548 | 35.1 | 31 |  |  |  |  | 1
4549 | 36.9 | 32.8 |  |  |  |  | 1
4550 | 37.4 | 33.3 |  |  |  |  | 1
4551 | 40.4 | 36.3 |  |  |  |  | 1
4552 | 36.7 | 32.6 |  |  |  |  | 1
4553 | 39.1 | 35 |  |  |  |  | 1
4554 | 38 | 33.9 |  |  |  |  | 1
4555 | 35.2 | 31.1 |  |  |  |  | 1
4556 | 34.6 | 30.5 |  |  |  |  | 1
4557 | 32.4 | 28.3 |  |  |  |  | 1
4558 | 31.6 | 27.5 |  |  |  |  | 1
4559 | 29.6 | 25.5 |  |  |  |  | 1
4560 | 28.2 | 24.1 |  |  |  |  | 1
4561 | 27.5 | 23.4 |  |  |  |  | 1
4562 | 25.3 | 21.2 |  |  |  |  | 1
4563 | 27.3 | 23.2 |  |  |  |  | 1
4564 | 26.8 | 22.7 |  |  |  |  | 1
4565 | 25.1 | 21 |  |  |  |  | 1
4566 | 27.6 | 23.5 |  |  |  |  | 1
4567 | 26.3 | 22.2 |  |  |  |  | 1
4568 | 26.6 | 22.5 |  |  |  |  | 1
4569 | 30.6 | 26.5 |  |  |  |  | 1
4570 | 32.4 | 28.3 |  |  |  |  | 1
4571 | 32.4 | 28.3 |  |  |  |  | 1
4572 | 35.4 | 31.3 |  |  |  |  | 1
4573 | 38.4 | 34.3 |  |  |  |  | 1
4574 | 40.6 | 36.5 |  |  |  |  | 1
4575 | 36.5 | 32.4 |  |  |  |  | 1
4576 | 38.2 | 34.1 |  |  |  |  | 1
4577 | 36.1 | 32 |  |  |  |  | 1
4578 | 40.4 | 36.3 |  |  |  |  | 1
4579 | 35.5 | 31.4 |  |  |  |  | 1
4580 | 35.8 | 31.7 |  |  |  |  | 1
4581 | 33.4 | 29.3 |  |  |  |  | 1
4582 | 30.5 | 26.4 |  |  |  |  | 1
4583 | 30 | 25.9 |  |  |  |  | 1
4584 | 27.2 | 23.1 |  |  |  |  | 1
4585 | 26.8 | 22.7 |  |  |  |  | 1
4586 | 26.3 | 22.2 |  |  |  |  | 1
4587 | 26.3 | 22.2 |  |  |  |  | 1
4588 | 23.1 | 19 |  |  |  |  | 1
4589 | 25.9 | 21.8 |  |  |  |  | 1
4590 | 29.7 | 25.6 |  |  |  |  | 1
4591 | 26.4 | 22.3 |  |  |  |  | 1
4592 | 29.2 | 25.1 |  |  |  |  | 1
4593 | 29.8 | 25.7 |  |  |  |  | 1
4594 | 28.4 | 24.3 |  |  |  |  | 1
4595 | 32.2 | 28.1 |  |  |  |  | 1
4596 | 34 | 29.9 |  |  |  |  | 1
4597 | 37.1 | 33 |  |  |  |  | 1
4598 | 37 | 32.9 |  |  |  |  | 1
4599 | 37.3 | 33.2 |  |  |  |  | 1
4600 | 38.6 | 34.5 |  |  |  |  | 1
4601 | 37.8 | 33.7 |  |  |  |  | 1
4602 | 36.8 | 32.7 |  |  |  |  | 1
4603 | 36.9 | 32.8 |  |  |  |  | 1
4604 | 33.2 | 29.1 |  |  |  |  | 1
4605 | 33.1 | 29 |  |  |  |  | 1
4606 | 33.3 | 29.2 |  |  |  |  | 1
4607 | 27.7 | 23.6 |  |  |  |  | 1
4608 | 27.9 | 23.8 |  |  |  |  | 1
4609 | 27.8 | 23.7 |  |  |  |  | 1
4610 | 26.9 | 22.8 |  |  |  |  | 1
4611 | 25.6 | 21.5 |  |  |  |  | 1
4612 | 26.4 | 22.3 |  |  |  |  | 1
4613 | 25 | 20.9 |  |  |  |  | 1
4614 | 27.8 | 23.7 |  |  |  |  | 1
4615 | 27.8 | 23.7 |  |  |  |  | 1
4616 | 31 | 26.9 |  |  |  |  | 1
4617 | 31.3 | 27.2 |  |  |  |  | 1
4618 | 32.5 | 28.4 |  |  |  |  | 1
4619 | 35.1 | 31 |  |  |  |  | 1
4620 | 33.9 | 29.8 |  |  |  |  | 1
4621 | 35.7 | 31.6 |  |  |  |  | 1
4622 | 34.9 | 30.8 |  |  |  |  | 1
4623 | 38.7 | 34.6 |  |  |  |  | 1
4624 | 39.8 | 35.7 |  |  |  |  | 1
4625 | 37.1 | 33 |  |  |  |  | 1
4626 | 35.6 | 31.5 |  |  |  |  | 1
4627 | 37.4 | 33.3 |  |  |  |  | 1
4628 | 34 | 29.9 |  |  |  |  | 1
4629 | 32.8 | 28.7 |  |  |  |  | 1
4630 | 33.7 | 29.6 |  |  |  |  | 1
4631 | 29.9 | 25.8 |  |  |  |  | 1
4632 | 28.6 | 24.5 |  |  |  |  | 1
4633 | 29.6 | 25.6 |  |  |  |  | 1
4634 | 27.4 | 23.4 |  |  |  |  | 1
4635 | 24.8 | 20.8 |  |  |  |  | 1
4636 | 27.7 | 23.7 |  |  |  |  | 1
4637 | 24 | 20 |  |  |  |  | 1
4638 | 27.9 | 23.9 |  |  |  |  | 1
4639 | 28.2 | 24.2 |  |  |  |  | 1
4640 | 28.3 | 24.3 |  |  |  |  | 1
4641 | 29.4 | 25.4 |  |  |  |  | 1
4642 | 30.5 | 26.5 |  |  |  |  | 1
4643 | 35.5 | 31.5 |  |  |  |  | 1
4644 | 35 | 31 |  |  |  |  | 1
4645 | 35.4 | 31.4 |  |  |  |  | 1
4646 | 37.8 | 33.8 |  |  |  |  | 1
4647 | 39.1 | 35.1 |  |  |  |  | 1
4648 | 38.3 | 34.3 |  |  |  |  | 1
4649 | 38.5 | 34.5 |  |  |  |  | 1
4650 | 38.2 | 34.2 |  |  |  |  | 1
4651 | 36.2 | 32.2 |  |  |  |  | 1
4652 | 35.3 | 31.3 |  |  |  |  | 1
4653 | 33.3 | 29.3 |  |  |  |  | 1
4654 | 30.7 | 26.7 |  |  |  |  | 1
4655 | 28.8 | 24.8 |  |  |  |  | 1
4656 | 29.4 | 25.4 |  |  |  |  | 1
4657 | 26.8 | 22.8 |  |  |  |  | 1
4658 | 26.7 | 22.7 |  |  |  |  | 1
4659 | 25.8 | 21.8 |  |  |  |  | 1
4660 | 27.1 | 23.1 |  |  |  |  | 1
4661 | 26.4 | 22.4 |  |  |  |  | 1
4662 | 27.1 | 23.1 |  |  |  |  | 1
4663 | 27.3 | 23.3 |  |  |  |  | 1
4664 | 28.7 | 24.7 |  |  |  |  | 1
4665 | 29.9 | 25.9 |  |  |  |  | 1
4666 | 32.2 | 28.2 |  |  |  |  | 1
4667 | 31.4 | 27.4 |  |  |  |  | 1
4668 | 34.9 | 30.9 |  |  |  |  | 1
4669 | 36.6 | 32.6 |  |  |  |  | 1
4670 | 37.6 | 33.6 |  |  |  |  | 1
4671 | 36.4 | 32.4 |  |  |  |  | 1
4672 | 37.4 | 33.4 |  |  |  |  | 1
4673 | 37.2 | 33.2 |  |  |  |  | 1
4674 | 36.5 | 32.5 |  |  |  |  | 1
4675 | 34.7 | 30.7 |  |  |  |  | 1
4676 | 33.6 | 29.6 |  |  |  |  | 1
4677 | 33.5 | 29.5 |  |  |  |  | 1
4678 | 32.4 | 28.4 |  |  |  |  | 1
4679 | 30.5 | 26.5 |  |  |  |  | 1
4680 | 27.9 | 23.9 |  |  |  |  | 1
4681 | 28.1 | 24.1 |  |  |  |  | 1
4682 | 26.5 | 22.5 |  |  |  |  | 1
4683 | 25.5 | 21.5 |  |  |  |  | 1
4684 | 24.8 | 20.8 |  |  |  |  | 1
4685 | 25.5 | 21.5 |  |  |  |  | 1
4686 | 27.6 | 23.6 |  |  |  |  | 1
4687 | 27.5 | 23.5 |  |  |  |  | 1
4688 | 28.8 | 24.8 |  |  |  |  | 1
4689 | 29.2 | 25.2 |  |  |  |  | 1
4690 | 35.3 | 31.3 |  |  |  |  | 1
4691 | 30.8 | 26.8 |  |  |  |  | 1
4692 | 32.5 | 28.5 |  |  |  |  | 1
4693 | 35.5 | 31.5 |  |  |  |  | 1
4694 | 37.4 | 33.4 |  |  |  |  | 1
4695 | 39.9 | 35.9 |  |  |  |  | 1
4696 | 38.5 | 34.5 |  |  |  |  | 1
4697 | 38.1 | 34.1 |  |  |  |  | 1
4698 | 38.2 | 34.2 |  |  |  |  | 1
4699 | 36.3 | 32.3 |  |  |  |  | 1
4700 | 32.6 | 28.6 |  |  |  |  | 1
4701 | 33.8 | 29.8 |  |  |  |  | 1
4702 | 32.2 | 28.2 |  |  |  |  | 1
4703 | 33 | 29 |  |  |  |  | 1
4704 | 28.1 | 24.1 |  |  |  |  | 1
4705 | 29.2 | 25.2 |  |  |  |  | 1
4706 | 25.1 | 21.1 |  |  |  |  | 1
4707 | 28 | 24 |  |  |  |  | 1
4708 | 26.1 | 22.1 |  |  |  |  | 1
4709 | 27.2 | 23.2 |  |  |  |  | 1
4710 | 27.6 | 23.6 |  |  |  |  | 1
4711 | 28.5 | 24.5 |  |  |  |  | 1
4712 | 29.1 | 25.1 |  |  |  |  | 1
4713 | 29.6 | 25.6 |  |  |  |  | 1
4714 | 31.8 | 27.8 |  |  |  |  | 1
4715 | 32.6 | 28.6 |  |  |  |  | 1
4716 | 34.8 | 30.8 |  |  |  |  | 1
4717 | 34.3 | 30.3 |  |  |  |  | 1
4718 | 37.4 | 33.4 |  |  |  |  | 1
4719 | 38.9 | 34.9 |  |  |  |  | 1
4720 | 39.4 | 35.4 |  |  |  |  | 1
4721 | 39.3 | 35.3 |  |  |  |  | 1
4722 | 37.3 | 33.3 |  |  |  |  | 1
4723 | 36 | 32 |  |  |  |  | 1
4724 | 34.6 | 30.6 |  |  |  |  | 1
4725 | 34 | 30 |  |  |  |  | 1
4726 | 32.8 | 28.8 |  |  |  |  | 1
4727 | 30.8 | 26.8 |  |  |  |  | 1
4728 | 27.3 | 23.3 |  |  |  |  | 1
4729 | 29.4 | 25.4 |  |  |  |  | 1
4730 | 27.3 | 23.3 |  |  |  |  | 1
4731 | 27.4 | 23.4 |  |  |  |  | 1
4732 | 26 | 22 |  |  |  |  | 1
4733 | 25.9 | 21.9 |  |  |  |  | 1
4734 | 29.1 | 25.1 |  |  |  |  | 1
4735 | 26.4 | 22.4 |  |  |  |  | 1
4736 | 26.9 | 22.9 |  |  |  |  | 1
4737 | 32.8 | 28.8 |  |  |  |  | 1
4738 | 32.3 | 28.3 |  |  |  |  | 1
4739 | 33 | 29 |  |  |  |  | 1
4740 | 34.3 | 30.3 |  |  |  |  | 1
4741 | 33.8 | 29.8 |  |  |  |  | 1
4742 | 39.4 | 35.4 |  |  |  |  | 1
4743 | 38.6 | 34.6 |  |  |  |  | 1
4744 | 38.6 | 34.6 |  |  |  |  | 1
4745 | 38.8 | 34.8 |  |  |  |  | 1
4746 | 36.1 | 32.1 |  |  |  |  | 1
4747 | 36.8 | 32.8 |  |  |  |  | 1
4748 | 36.3 | 32.3 |  |  |  |  | 1
4749 | 30.9 | 26.9 |  |  |  |  | 1
4750 | 32.7 | 28.7 |  |  |  |  | 1
4751 | 31.3 | 27.3 |  |  |  |  | 1
4752 | 29.1 | 25.1 |  |  |  |  | 1
4753 | 26.7 | 22.7 |  |  |  |  | 1
4754 | 26.6 | 22.6 |  |  |  |  | 1
4755 | 25.6 | 21.6 |  |  |  |  | 1
4756 | 26.4 | 22.4 |  |  |  |  | 1
4757 | 25.5 | 21.5 |  |  |  |  | 1
4758 | 27.7 | 23.7 |  |  |  |  | 1
4759 | 27.1 | 23.1 |  |  |  |  | 1
4760 | 28.4 | 24.4 |  |  |  |  | 1
4761 | 31.8 | 27.8 |  |  |  |  | 1
4762 | 31.8 | 27.8 |  |  |  |  | 1
4763 | 34.2 | 30.2 |  |  |  |  | 1
4764 | 33.4 | 29.4 |  |  |  |  | 1
4765 | 38 | 34 |  |  |  |  | 1
4766 | 35.4 | 31.4 |  |  |  |  | 1
4767 | 37.9 | 33.9 |  |  |  |  | 1
4768 | 37.7 | 33.7 |  |  |  |  | 1
4769 | 36.9 | 32.9 |  |  |  |  | 1
4770 | 36.8 | 32.8 |  |  |  |  | 1
4771 | 37.7 | 33.7 |  |  |  |  | 1
4772 | 37.1 | 33.1 |  |  |  |  | 1
4773 | 33.3 | 29.3 |  |  |  |  | 1
4774 | 31.6 | 27.6 |  |  |  |  | 1
4775 | 28.2 | 24.2 |  |  |  |  | 1
4776 | 31 | 27 |  |  |  |  | 1
4777 | 26.5 | 22.5 |  |  |  |  | 1
4778 | 25.7 | 21.7 |  |  |  |  | 1
4779 | 26.3 | 22.3 |  |  |  |  | 1
4780 | 26.9 | 22.9 |  |  |  |  | 1
4781 | 28 | 24 |  |  |  |  | 1
4782 | 29.4 | 25.4 |  |  |  |  | 1
4783 | 28.7 | 24.7 |  |  |  |  | 1
4784 | 28.4 | 24.4 |  |  |  |  | 1
4785 | 29.6 | 25.6 |  |  |  |  | 1
4786 | 31.8 | 27.8 |  |  |  |  | 1
4787 | 34.5 | 30.5 |  |  |  |  | 1
4788 | 36.1 | 32.1 |  |  |  |  | 1
4789 | 37 | 33 |  |  |  |  | 1
4790 | 34.9 | 30.9 |  |  |  |  | 1
4791 | 37.1 | 33.1 |  |  |  |  | 1
4792 | 39.7 | 35.7 |  |  |  |  | 1
4793 | 37.1 | 33.1 |  |  |  |  | 1
4794 | 37.1 | 33.1 |  |  |  |  | 1
4795 | 39.5 | 35.5 |  |  |  |  | 1
4796 | 34.9 | 30.9 |  |  |  |  | 1
4797 | 35.3 | 31.3 |  |  |  |  | 1
4798 | 34.2 | 30.2 |  |  |  |  | 1
4799 | 31.3 | 27.3 |  |  |  |  | 1
4800 | 28.5 | 24.5 |  |  |  |  | 1
4801 | 25 | 21 |  |  |  |  | 1
4802 | 25.8 | 21.8 |  |  |  |  | 1
4803 | 27 | 23 |  |  |  |  | 1
4804 | 26.7 | 22.7 |  |  |  |  | 1
4805 | 27.6 | 23.6 |  |  |  |  | 1
4806 | 25.5 | 21.5 |  |  |  |  | 1
4807 | 28 | 24 |  |  |  |  | 1
4808 | 26.5 | 22.5 |  |  |  |  | 1
4809 | 29.4 | 25.4 |  |  |  |  | 1
4810 | 32.6 | 28.6 |  |  |  |  | 1
4811 | 30.9 | 26.9 |  |  |  |  | 1
4812 | 36 | 32 |  |  |  |  | 1
4813 | 38.4 | 34.4 |  |  |  |  | 1
4814 | 35.5 | 31.5 |  |  |  |  | 1
4815 | 37.5 | 33.5 |  |  |  |  | 1
4816 | 40.1 | 36.1 |  |  |  |  | 1
4817 | 38.4 | 34.4 |  |  |  |  | 1
4818 | 37.7 | 33.7 |  |  |  |  | 1
4819 | 36.4 | 32.4 |  |  |  |  | 1
4820 | 33.4 | 29.4 |  |  |  |  | 1
4821 | 33.4 | 29.4 |  |  |  |  | 1
4822 | 33.5 | 29.5 |  |  |  |  | 1
4823 | 30.5 | 26.5 |  |  |  |  | 1
4824 | 29.9 | 25.9 |  |  |  |  | 1
4825 | 27.3 | 23.3 |  |  |  |  | 1
4826 | 25.8 | 21.8 |  |  |  |  | 1
4827 | 25.7 | 21.7 |  |  |  |  | 1
4828 | 24.7 | 20.7 |  |  |  |  | 1
4829 | 24.6 | 20.6 |  |  |  |  | 1
4830 | 26.8 | 22.8 |  |  |  |  | 1
4831 | 27.5 | 23.5 |  |  |  |  | 1
4832 | 27.9 | 23.9 |  |  |  |  | 1
4833 | 31.3 | 27.3 |  |  |  |  | 1
4834 | 30.9 | 26.9 |  |  |  |  | 1
4835 | 34.1 | 30.1 |  |  |  |  | 1
4836 | 35.6 | 31.6 |  |  |  |  | 1
4837 | 38.2 | 34.2 |  |  |  |  | 1
4838 | 37.6 | 33.6 |  |  |  |  | 1
4839 | 38.7 | 34.7 |  |  |  |  | 1
4840 | 38.1 | 34.1 |  |  |  |  | 1
4841 | 36.1 | 32.1 |  |  |  |  | 1
4842 | 38.2 | 34.2 |  |  |  |  | 1
4843 | 38.3 | 34.3 |  |  |  |  | 1
4844 | 34.9 | 30.9 |  |  |  |  | 1
4845 | 36.1 | 32.1 |  |  |  |  | 1
4846 | 33.1 | 29.1 |  |  |  |  | 1
4847 | 32.8 | 28.8 |  |  |  |  | 1
4848 | 28.8 | 24.8 |  |  |  |  | 1
4849 | 26.7 | 22.7 |  |  |  |  | 1
4850 | 26.9 | 22.9 |  |  |  |  | 1
4851 | 25.3 | 21.3 |  |  |  |  | 1
4852 | 26.2 | 22.2 |  |  |  |  | 1
4853 | 25.9 | 21.9 |  |  |  |  | 1
4854 | 27 | 23 |  |  |  |  | 1
4855 | 27.6 | 23.6 |  |  |  |  | 1
4856 | 27.8 | 23.8 |  |  |  |  | 1
4857 | 29.8 | 25.8 |  |  |  |  | 1
4858 | 33.5 | 29.5 |  |  |  |  | 1
4859 | 33.5 | 29.5 |  |  |  |  | 1
4860 | 33.4 | 29.4 |  |  |  |  | 1
4861 | 33.8 | 29.8 |  |  |  |  | 1
4862 | 36.8 | 32.8 |  |  |  |  | 1
4863 | 38.1 | 34.1 |  |  |  |  | 1
4864 | 36.6 | 32.6 |  |  |  |  | 1
4865 | 35.6 | 31.6 |  |  |  |  | 1
4866 | 37.9 | 33.9 |  |  |  |  | 1
4867 | 40.1 | 36.1 |  |  |  |  | 1
4868 | 36 | 32 |  |  |  |  | 1
4869 | 32.4 | 28.4 |  |  |  |  | 1
4870 | 31.9 | 27.9 |  |  |  |  | 1
4871 | 30.3 | 26.3 |  |  |  |  | 1
4872 | 27.5 | 23.5 |  |  |  |  | 1
4873 | 26.1 | 22.1 |  |  |  |  | 1
4874 | 26.6 | 22.6 |  |  |  |  | 1
4875 | 27.1 | 23.1 |  |  |  |  | 1
4876 | 26.3 | 22.3 |  |  |  |  | 1
4877 | 25.4 | 21.4 |  |  |  |  | 1
4878 | 27.4 | 23.4 |  |  |  |  | 1
4879 | 28.4 | 24.4 |  |  |  |  | 1
4880 | 27.8 | 23.8 |  |  |  |  | 1
4881 | 29 | 25 |  |  |  |  | 1
4882 | 32.8 | 28.8 |  |  |  |  | 1
4883 | 34.9 | 30.9 |  |  |  |  | 1
4884 | 35.5 | 31.5 |  |  |  |  | 1
4885 | 37.7 | 33.7 |  |  |  |  | 1
4886 | 39 | 35 |  |  |  |  | 1
4887 | 36 | 32 |  |  |  |  | 1
4888 | 38.6 | 34.6 |  |  |  |  | 1
4889 | 39.4 | 35.4 |  |  |  |  | 1
4890 | 38.6 | 34.6 |  |  |  |  | 1
4891 | 37.9 | 33.9 |  |  |  |  | 1
4892 | 34.3 | 30.3 |  |  |  |  | 1
4893 | 34.4 | 30.4 |  |  |  |  | 1
4894 | 32.9 | 28.9 |  |  |  |  | 1
4895 | 29.7 | 25.7 |  |  |  |  | 1
4896 | 29.2 | 25.2 |  |  |  |  | 1
4897 | 26.1 | 22.1 |  |  |  |  | 1
4898 | 25.8 | 21.8 |  |  |  |  | 1
4899 | 26.6 | 22.6 |  |  |  |  | 1
4900 | 27.2 | 23.2 |  |  |  |  | 1
4901 | 26.2 | 22.2 |  |  |  |  | 1
4902 | 28.6 | 24.6 |  |  |  |  | 1
4903 | 29.5 | 25.5 |  |  |  |  | 1
4904 | 27.8 | 23.8 |  |  |  |  | 1
4905 | 30.3 | 26.3 |  |  |  |  | 1
4906 | 31.4 | 27.4 |  |  |  |  | 1
4907 | 34.5 | 30.5 |  |  |  |  | 1
4908 | 35.8 | 31.8 |  |  |  |  | 1
4909 | 35.3 | 31.3 |  |  |  |  | 1
4910 | 38.3 | 34.3 |  |  |  |  | 1
4911 | 36.2 | 32.2 |  |  |  |  | 1
4912 | 39.4 | 35.4 |  |  |  |  | 1
4913 | 34.9 | 30.9 |  |  |  |  | 1
4914 | 37 | 33 |  |  |  |  | 1
4915 | 35.4 | 31.4 |  |  |  |  | 1
4916 | 35.8 | 31.8 |  |  |  |  | 1
4917 | 33.8 | 29.8 |  |  |  |  | 1
4918 | 29.4 | 25.4 |  |  |  |  | 1
4919 | 28.8 | 24.8 |  |  |  |  | 1
4920 | 28.3 | 24.3 |  |  |  |  | 1
4921 | 29.2 | 25.2 |  |  |  |  | 1
4922 | 28.7 | 24.7 |  |  |  |  | 1
4923 | 27 | 23 |  |  |  |  | 1
4924 | 27.7 | 23.7 |  |  |  |  | 1
4925 | 25.3 | 21.3 |  |  |  |  | 1
4926 | 27.3 | 23.3 |  |  |  |  | 1
4927 | 27.9 | 23.9 |  |  |  |  | 1
4928 | 27.7 | 23.7 |  |  |  |  | 1
4929 | 30 | 26 |  |  |  |  | 1
4930 | 31.5 | 27.5 |  |  |  |  | 1
4931 | 34.1 | 30.1 |  |  |  |  | 1
4932 | 35.6 | 31.6 |  |  |  |  | 1
4933 | 35.6 | 31.6 |  |  |  |  | 1
4934 | 36.5 | 32.5 |  |  |  |  | 1
4935 | 35.5 | 31.5 |  |  |  |  | 1
4936 | 38.6 | 34.6 |  |  |  |  | 1
4937 | 37.6 | 33.6 |  |  |  |  | 1
4938 | 37.1 | 33.1 |  |  |  |  | 1
4939 | 36.9 | 32.9 |  |  |  |  | 1
4940 | 34.4 | 30.4 |  |  |  |  | 1
4941 | 32.4 | 28.4 |  |  |  |  | 1
4942 | 31.3 | 27.3 |  |  |  |  | 1
4943 | 30 | 26 |  |  |  |  | 1
4944 | 29.2 | 25.2 |  |  |  |  | 1
4945 | 27 | 23 |  |  |  |  | 1
4946 | 26.2 | 22.2 |  |  |  |  | 1
4947 | 24.6 | 20.6 |  |  |  |  | 1
4948 | 25.5 | 21.5 |  |  |  |  | 1
4949 | 24.1 | 20.1 |  |  |  |  | 1
4950 | 26 | 22 |  |  |  |  | 1
4951 | 28.4 | 24.4 |  |  |  |  | 1
4952 | 29.2 | 25.2 |  |  |  |  | 1
4953 | 30.2 | 26.2 |  |  |  |  | 1
4954 | 31.7 | 27.7 |  |  |  |  | 1
4955 | 34.6 | 30.6 |  |  |  |  | 1
4956 | 33.5 | 29.5 |  |  |  |  | 1
4957 | 36.7 | 32.7 |  |  |  |  | 1
4958 | 36.3 | 32.3 |  |  |  |  | 1
4959 | 38.1 | 34.1 |  |  |  |  | 1
4960 | 37.8 | 33.8 |  |  |  |  | 1
4961 | 37.1 | 33.1 |  |  |  |  | 1
4962 | 37.5 | 33.5 |  |  |  |  | 1
4963 | 35.4 | 31.4 |  |  |  |  | 1
4964 | 33.5 | 29.5 |  |  |  |  | 1
4965 | 32.9 | 28.9 |  |  |  |  | 1
4966 | 30.5 | 26.5 |  |  |  |  | 1
4967 | 30.6 | 26.6 |  |  |  |  | 1
4968 | 28.2 | 24.2 |  |  |  |  | 1
4969 | 26.2 | 22.2 |  |  |  |  | 1
4970 | 27.2 | 23.2 |  |  |  |  | 1
4971 | 26.6 | 22.6 |  |  |  |  | 1
4972 | 25.7 | 21.7 |  |  |  |  | 1
4973 | 25.8 | 21.8 |  |  |  |  | 1
4974 | 27.8 | 23.8 |  |  |  |  | 1
4975 | 27.4 | 23.4 |  |  |  |  | 1
4976 | 29.3 | 25.3 |  |  |  |  | 1
4977 | 29 | 25 |  |  |  |  | 1
4978 | 32.6 | 28.6 |  |  |  |  | 1
4979 | 33.3 | 29.3 |  |  |  |  | 1
4980 | 35.6 | 31.6 |  |  |  |  | 1
4981 | 35.9 | 31.9 |  |  |  |  | 1
4982 | 36.2 | 32.2 |  |  |  |  | 1
4983 | 36.3 | 32.3 |  |  |  |  | 1
4984 | 37.7 | 33.7 |  |  |  |  | 1
4985 | 37.2 | 33.2 |  |  |  |  | 1
4986 | 35.6 | 31.6 |  |  |  |  | 1
4987 | 37.7 | 33.7 |  |  |  |  | 1
4988 | 36.2 | 32.2 |  |  |  |  | 1
4989 | 31.1 | 27.1 |  |  |  |  | 1
4990 | 29.4 | 25.4 |  |  |  |  | 1
4991 | 28.6 | 24.6 |  |  |  |  | 1
4992 | 29.1 | 25.1 |  |  |  |  | 1
4993 | 30.9 | 26.9 |  |  |  |  | 1
4994 | 25.3 | 21.3 |  |  |  |  | 1
4995 | 25.7 | 21.7 |  |  |  |  | 1
4996 | 27.5 | 23.5 |  |  |  |  | 1
4997 | 25.5 | 21.5 |  |  |  |  | 1
4998 | 28.1 | 24.1 |  |  |  |  | 1
4999 | 28.8 | 24.8 |  |  |  |  | 1
5000 | 28.9 | 24.9 |  |  |  |  | 1
5001 | 31.4 | 27.4 |  |  |  |  | 1
5002 | 33 | 29 |  |  |  |  | 1
5003 | 31.8 | 27.8 |  |  |  |  | 1
5004 | 34.7 | 30.7 |  |  |  |  | 1
5005 | 35.4 | 31.4 |  |  |  |  | 1
5006 | 37.2 | 33.2 |  |  |  |  | 1
5007 | 36.3 | 32.3 |  |  |  |  | 1
5008 | 36.7 | 32.7 |  |  |  |  | 1
5009 | 37.8 | 33.8 |  |  |  |  | 1
5010 | 37.1 | 33.1 |  |  |  |  | 1
5011 | 37.8 | 33.8 |  |  |  |  | 1
5012 | 35.2 | 31.2 |  |  |  |  | 1
5013 | 35.2 | 31.2 |  |  |  |  | 1
5014 | 33.5 | 29.5 |  |  |  |  | 1
5015 | 31.7 | 27.7 |  |  |  |  | 1
5016 | 24.7 | 20.7 |  |  |  |  | 1
5017 | 26.7 | 22.7 |  |  |  |  | 1
5018 | 27.3 | 23.3 |  |  |  |  | 1
5019 | 24.5 | 20.5 |  |  |  |  | 1
5020 | 25.3 | 21.3 |  |  |  |  | 1
5021 | 26.9 | 22.9 |  |  |  |  | 1
5022 | 26.8 | 22.8 |  |  |  |  | 1
5023 | 27.2 | 23.2 |  |  |  |  | 1
5024 | 31 | 27 |  |  |  |  | 1
5025 | 29.8 | 25.8 |  |  |  |  | 1
5026 | 33.2 | 29.2 |  |  |  |  | 1
5027 | 33.4 | 29.4 |  |  |  |  | 1
5028 | 35 | 31 |  |  |  |  | 1
5029 | 35.7 | 31.7 |  |  |  |  | 1
5030 | 36.1 | 32.1 |  |  |  |  | 1
5031 | 37.4 | 33.4 |  |  |  |  | 1
5032 | 36.3 | 32.3 |  |  |  |  | 1
5033 | 38.4 | 34.4 |  |  |  |  | 1
5034 | 37.2 | 33.2 |  |  |  |  | 1
5035 | 35.6 | 31.6 |  |  |  |  | 1
5036 | 35.8 | 31.8 |  |  |  |  | 1
5037 | 32.2 | 28.2 |  |  |  |  | 1
5038 | 29.5 | 25.5 |  |  |  |  | 1
5039 | 30.8 | 26.8 |  |  |  |  | 1
5040 | 27.2 | 23.2 |  |  |  |  | 1
5041 | 25.9 | 21.9 |  |  |  |  | 1
5042 | 26.9 | 22.9 |  |  |  |  | 1
5043 | 27.2 | 23.2 |  |  |  |  | 1
5044 | 24.9 | 20.9 |  |  |  |  | 1
5045 | 25 | 21 |  |  |  |  | 1
5046 | 28.5 | 24.5 |  |  |  |  | 1
5047 | 25.9 | 21.9 |  |  |  |  | 1
5048 | 29.9 | 25.9 |  |  |  |  | 1
5049 | 30.8 | 26.8 |  |  |  |  | 1
5050 | 31 | 27 |  |  |  |  | 1
5051 | 33.3 | 29.3 |  |  |  |  | 1
5052 | 33.8 | 29.8 |  |  |  |  | 1
5053 | 35.3 | 31.3 |  |  |  |  | 1
5054 | 36.9 | 32.9 |  |  |  |  | 1
5055 | 36.8 | 32.8 |  |  |  |  | 1
5056 | 35.9 | 31.9 |  |  |  |  | 1
5057 | 38.5 | 34.5 |  |  |  |  | 1
5058 | 36.3 | 32.3 |  |  |  |  | 1
5059 | 37.1 | 33.1 |  |  |  |  | 1
5060 | 34.7 | 30.7 |  |  |  |  | 1
5061 | 36.8 | 32.8 |  |  |  |  | 1
5062 | 32.5 | 28.5 |  |  |  |  | 1
5063 | 28.7 | 24.7 |  |  |  |  | 1
5064 | 27.2 | 23.2 |  |  |  |  | 1
5065 | 26.5 | 22.4 |  |  |  |  | 1
5066 | 26.1 | 22 |  |  |  |  | 1
5067 | 24.1 | 20 |  |  |  |  | 1
5068 | 24.5 | 20.4 |  |  |  |  | 1
5069 | 26.1 | 22 |  |  |  |  | 1
5070 | 24.8 | 20.7 |  |  |  |  | 1
5071 | 27.5 | 23.4 |  |  |  |  | 1
5072 | 29.1 | 25 |  |  |  |  | 1
5073 | 29.1 | 25 |  |  |  |  | 1
5074 | 32.6 | 28.5 |  |  |  |  | 1
5075 | 33.5 | 29.4 |  |  |  |  | 1
5076 | 36.1 | 32 |  |  |  |  | 1
5077 | 36.9 | 32.8 |  |  |  |  | 1
5078 | 36.8 | 32.7 |  |  |  |  | 1
5079 | 37.4 | 33.3 |  |  |  |  | 1
5080 | 38.4 | 34.3 |  |  |  |  | 1
5081 | 38.1 | 34 |  |  |  |  | 1
5082 | 35 | 30.9 |  |  |  |  | 1
5083 | 37.2 | 33.1 |  |  |  |  | 1
5084 | 34.2 | 30.1 |  |  |  |  | 1
5085 | 34.7 | 30.6 |  |  |  |  | 1
5086 | 32 | 27.9 |  |  |  |  | 1
5087 | 29.5 | 25.4 |  |  |  |  | 1
5088 | 28.8 | 24.7 |  |  |  |  | 1
5089 | 29.3 | 25.2 |  |  |  |  | 1
5090 | 25.7 | 21.6 |  |  |  |  | 1
5091 | 23.9 | 19.8 |  |  |  |  | 1
5092 | 25.5 | 21.4 |  |  |  |  | 1
5093 | 27.5 | 23.4 |  |  |  |  | 1
5094 | 28.5 | 24.4 |  |  |  |  | 1
5095 | 28.8 | 24.7 |  |  |  |  | 1
5096 | 26.3 | 22.2 |  |  |  |  | 1
5097 | 30 | 25.9 |  |  |  |  | 1
5098 | 31.2 | 27.1 |  |  |  |  | 1
5099 | 33.1 | 29 |  |  |  |  | 1
5100 | 33.5 | 29.4 |  |  |  |  | 1
5101 | 35.7 | 31.6 |  |  |  |  | 1
5102 | 35.6 | 31.5 |  |  |  |  | 1
5103 | 40.4 | 36.3 |  |  |  |  | 1
5104 | 37.9 | 33.8 |  |  |  |  | 1
5105 | 37 | 32.9 |  |  |  |  | 1
5106 | 35.5 | 31.4 |  |  |  |  | 1
5107 | 37.2 | 33.1 |  |  |  |  | 1
5108 | 35.5 | 31.4 |  |  |  |  | 1
5109 | 34.7 | 30.6 |  |  |  |  | 1
5110 | 32.2 | 28.1 |  |  |  |  | 1
5111 | 29.7 | 25.6 |  |  |  |  | 1
5112 | 27.9 | 23.8 |  |  |  |  | 1
5113 | 26.6 | 22.5 |  |  |  |  | 1
5114 | 26.1 | 22 |  |  |  |  | 1
5115 | 26.8 | 22.7 |  |  |  |  | 1
5116 | 25.1 | 21 |  |  |  |  | 1
5117 | 26.3 | 22.2 |  |  |  |  | 1
5118 | 27.5 | 23.4 |  |  |  |  | 1
5119 | 27 | 22.9 |  |  |  |  | 1
5120 | 29.9 | 25.8 |  |  |  |  | 1
5121 | 30.7 | 26.6 |  |  |  |  | 1
5122 | 32.2 | 28.1 |  |  |  |  | 1
5123 | 33.3 | 29.2 |  |  |  |  | 1
5124 | 35 | 30.9 |  |  |  |  | 1
5125 | 35 | 30.9 |  |  |  |  | 1
5126 | 35.9 | 31.8 |  |  |  |  | 1
5127 | 37.9 | 33.8 |  |  |  |  | 1
5128 | 38.8 | 34.7 |  |  |  |  | 1
5129 | 37.3 | 33.2 |  |  |  |  | 1
5130 | 37.6 | 33.5 |  |  |  |  | 1
5131 | 35.7 | 31.6 |  |  |  |  | 1
5132 | 33.8 | 29.7 |  |  |  |  | 1
5133 | 33.3 | 29.2 |  |  |  |  | 1
5134 | 32.2 | 28.1 |  |  |  |  | 1
5135 | 29.4 | 25.3 |  |  |  |  | 1
5136 | 28 | 23.9 |  |  |  |  | 1
5137 | 26.9 | 22.8 |  |  |  |  | 1
5138 | 26.7 | 22.6 |  |  |  |  | 1
5139 | 24.1 | 20 |  |  |  |  | 1
5140 | 26 | 21.9 |  |  |  |  | 1
5141 | 26.2 | 22.1 |  |  |  |  | 1
5142 | 26.8 | 22.7 |  |  |  |  | 1
5143 | 26.8 | 22.7 |  |  |  |  | 1
5144 | 29 | 24.9 |  |  |  |  | 1
5145 | 28.8 | 24.7 |  |  |  |  | 1
5146 | 30.8 | 26.7 |  |  |  |  | 1
5147 | 34.2 | 30.1 |  |  |  |  | 1
5148 | 33.1 | 29 |  |  |  |  | 1
5149 | 35.2 | 31.1 |  |  |  |  | 1
5150 | 36.2 | 32.1 |  |  |  |  | 1
5151 | 38.3 | 34.2 |  |  |  |  | 1
5152 | 36 | 31.9 |  |  |  |  | 1
5153 | 36.8 | 32.7 |  |  |  |  | 1
5154 | 35.6 | 31.5 |  |  |  |  | 1
5155 | 37.9 | 33.8 |  |  |  |  | 1
5156 | 34.4 | 30.3 |  |  |  |  | 1
5157 | 32.6 | 28.5 |  |  |  |  | 1
5158 | 31.8 | 27.7 |  |  |  |  | 1
5159 | 31.2 | 27.1 |  |  |  |  | 1
5160 | 26.2 | 22.1 |  |  |  |  | 1
5161 | 26.1 | 22 |  |  |  |  | 1
5162 | 26.7 | 22.6 |  |  |  |  | 1
5163 | 25.1 | 21 |  |  |  |  | 1
5164 | 23.9 | 19.8 |  |  |  |  | 1
5165 | 25 | 20.9 |  |  |  |  | 1
5166 | 26.7 | 22.6 |  |  |  |  | 1
5167 | 27.8 | 23.7 |  |  |  |  | 1
5168 | 31 | 26.9 |  |  |  |  | 1
5169 | 28.1 | 24 |  |  |  |  | 1
5170 | 29.9 | 25.8 |  |  |  |  | 1
5171 | 31.8 | 27.7 |  |  |  |  | 1
5172 | 35.8 | 31.7 |  |  |  |  | 1
5173 | 34.8 | 30.7 |  |  |  |  | 1
5174 | 35 | 30.9 |  |  |  |  | 1
5175 | 38.4 | 34.3 |  |  |  |  | 1
5176 | 36.8 | 32.7 |  |  |  |  | 1
5177 | 38.8 | 34.7 |  |  |  |  | 1
5178 | 37.1 | 33 |  |  |  |  | 1
5179 | 35.1 | 31 |  |  |  |  | 1
5180 | 35.7 | 31.6 |  |  |  |  | 1
5181 | 34.2 | 30.1 |  |  |  |  | 1
5182 | 33.5 | 29.4 |  |  |  |  | 1
5183 | 29.6 | 25.5 |  |  |  |  | 1
5184 | 28.3 | 24.2 |  |  |  |  | 1
5185 | 29.1 | 25 |  |  |  |  | 1
5186 | 27.8 | 23.7 |  |  |  |  | 1
5187 | 26.1 | 22 |  |  |  |  | 1
5188 | 24.6 | 20.5 |  |  |  |  | 1
5189 | 24.6 | 20.5 |  |  |  |  | 1
5190 | 24.7 | 20.6 |  |  |  |  | 1
5191 | 26.2 | 22.1 |  |  |  |  | 1
5192 | 28.4 | 24.3 |  |  |  |  | 1
5193 | 28.6 | 24.5 |  |  |  |  | 1
5194 | 32.5 | 28.4 |  |  |  |  | 1
5195 | 30.1 | 26 |  |  |  |  | 1
5196 | 33.7 | 29.6 |  |  |  |  | 1
5197 | 35 | 30.9 |  |  |  |  | 1
5198 | 37.5 | 33.4 |  |  |  |  | 1
5199 | 38 | 33.9 |  |  |  |  | 1
5200 | 36.1 | 32 |  |  |  |  | 1
5201 | 37.7 | 33.6 |  |  |  |  | 1
5202 | 35.6 | 31.5 |  |  |  |  | 1
5203 | 36.2 | 32.1 |  |  |  |  | 1
5204 | 33.2 | 29.1 |  |  |  |  | 1
5205 | 33.3 | 29.2 |  |  |  |  | 1
5206 | 33.4 | 29.3 |  |  |  |  | 1
5207 | 32.5 | 28.4 |  |  |  |  | 1
5208 | 29.9 | 25.8 |  |  |  |  | 1
5209 | 26.1 | 22 |  |  |  |  | 1
5210 | 25.7 | 21.6 |  |  |  |  | 1
5211 | 24.6 | 20.5 |  |  |  |  | 1
5212 | 24.8 | 20.7 |  |  |  |  | 1
5213 | 23.7 | 19.6 |  |  |  |  | 1
5214 | 25.6 | 21.5 |  |  |  |  | 1
5215 | 28.7 | 24.6 |  |  |  |  | 1
5216 | 31.2 | 27.1 |  |  |  |  | 1
5217 | 30.5 | 26.4 |  |  |  |  | 1
5218 | 31.8 | 27.7 |  |  |  |  | 1
5219 | 33.9 | 29.8 |  |  |  |  | 1
5220 | 32.7 | 28.6 |  |  |  |  | 1
5221 | 34.8 | 30.7 |  |  |  |  | 1
5222 | 37.7 | 33.6 |  |  |  |  | 1
5223 | 37.1 | 33 |  |  |  |  | 1
5224 | 37.1 | 33 |  |  |  |  | 1
5225 | 38.4 | 34.3 |  |  |  |  | 1
5226 | 34.5 | 30.4 |  |  |  |  | 1
5227 | 37.2 | 33.1 |  |  |  |  | 1
5228 | 33.6 | 29.5 |  |  |  |  | 1
5229 | 33.8 | 29.7 |  |  |  |  | 1
5230 | 31.6 | 27.5 |  |  |  |  | 1
5231 | 30.9 | 26.8 |  |  |  |  | 1
5232 | 29.8 | 25.7 |  |  |  |  | 1
5233 | 26 | 21.8 |  |  |  |  | 1
5234 | 27.3 | 23.1 |  |  |  |  | 1
5235 | 26.3 | 22.1 |  |  |  |  | 1
5236 | 27.2 | 23 |  |  |  |  | 1
5237 | 25.1 | 20.9 |  |  |  |  | 1
5238 | 27.7 | 23.5 |  |  |  |  | 1
5239 | 28.1 | 23.9 |  |  |  |  | 1
5240 | 28 | 23.8 |  |  |  |  | 1
5241 | 31.2 | 27 |  |  |  |  | 1
5242 | 31.1 | 26.9 |  |  |  |  | 1
5243 | 34.2 | 30 |  |  |  |  | 1
5244 | 34.4 | 30.2 |  |  |  |  | 1
5245 | 35.9 | 31.7 |  |  |  |  | 1
5246 | 36.8 | 32.6 |  |  |  |  | 1
5247 | 38.5 | 34.3 |  |  |  |  | 1
5248 | 37.4 | 33.2 |  |  |  |  | 1
5249 | 38 | 33.8 |  |  |  |  | 1
5250 | 37.4 | 33.2 |  |  |  |  | 1
5251 | 34.7 | 30.5 |  |  |  |  | 1
5252 | 35.6 | 31.4 |  |  |  |  | 1
5253 | 34.8 | 30.6 |  |  |  |  | 1
5254 | 32.1 | 27.9 |  |  |  |  | 1
5255 | 30.4 | 26.2 |  |  |  |  | 1
5256 | 27.5 | 23.3 |  |  |  |  | 1
5257 | 28.7 | 24.5 |  |  |  |  | 1
5258 | 24.4 | 20.2 |  |  |  |  | 1
5259 | 25.8 | 21.6 |  |  |  |  | 1
5260 | 27.3 | 23.1 |  |  |  |  | 1
5261 | 24.8 | 20.6 |  |  |  |  | 1
5262 | 26.9 | 22.7 |  |  |  |  | 1
5263 | 26.3 | 22.1 |  |  |  |  | 1
5264 | 29.2 | 25 |  |  |  |  | 1
5265 | 28.2 | 24 |  |  |  |  | 1
5266 | 30.9 | 26.7 |  |  |  |  | 1
5267 | 32.2 | 28 |  |  |  |  | 1
5268 | 34.6 | 30.4 |  |  |  |  | 1
5269 | 33.6 | 29.4 |  |  |  |  | 1
5270 | 38.4 | 34.2 |  |  |  |  | 1
5271 | 37.6 | 33.4 |  |  |  |  | 1
5272 | 36.9 | 32.7 |  |  |  |  | 1
5273 | 39 | 34.8 |  |  |  |  | 1
5274 | 36.6 | 32.4 |  |  |  |  | 1
5275 | 36 | 31.8 |  |  |  |  | 1
5276 | 34.8 | 30.6 |  |  |  |  | 1
5277 | 34.9 | 30.7 |  |  |  |  | 1
5278 | 31.6 | 27.4 |  |  |  |  | 1
5279 | 28.6 | 24.4 |  |  |  |  | 1
5280 | 28.6 | 24.4 |  |  |  |  | 1
5281 | 27.6 | 23.4 |  |  |  |  | 1
5282 | 26.2 | 22 |  |  |  |  | 1
5283 | 24.8 | 20.6 |  |  |  |  | 1
5284 | 24.4 | 20.2 |  |  |  |  | 1
5285 | 23.5 | 19.3 |  |  |  |  | 1
5286 | 26.8 | 22.6 |  |  |  |  | 1
5287 | 26.1 | 21.9 |  |  |  |  | 1
5288 | 27.6 | 23.4 |  |  |  |  | 1
5289 | 30.4 | 26.2 |  |  |  |  | 1
5290 | 32.7 | 28.5 |  |  |  |  | 1
5291 | 31.7 | 27.5 |  |  |  |  | 1
5292 | 34 | 29.8 |  |  |  |  | 1
5293 | 35.2 | 31 |  |  |  |  | 1
5294 | 37.2 | 33 |  |  |  |  | 1
5295 | 35.9 | 31.7 |  |  |  |  | 1
5296 | 36.4 | 32.2 |  |  |  |  | 1
5297 | 37.7 | 33.5 |  |  |  |  | 1
5298 | 35.9 | 31.7 |  |  |  |  | 1
5299 | 34.4 | 30.2 |  |  |  |  | 1
5300 | 34.4 | 30.2 |  |  |  |  | 1
5301 | 31.8 | 27.6 |  |  |  |  | 1
5302 | 31.1 | 26.9 |  |  |  |  | 1
5303 | 31.4 | 27.2 |  |  |  |  | 1
5304 | 28.2 | 24 |  |  |  |  | 1
5305 | 26.9 | 22.7 |  |  |  |  | 1
5306 | 25.6 | 21.4 |  |  |  |  | 1
5307 | 23.7 | 19.5 |  |  |  |  | 1
5308 | 25.5 | 21.3 |  |  |  |  | 1
5309 | 26.7 | 22.5 |  |  |  |  | 1
5310 | 27.6 | 23.4 |  |  |  |  | 1
5311 | 30.5 | 26.3 |  |  |  |  | 1
5312 | 28 | 23.8 |  |  |  |  | 1
5313 | 30 | 25.8 |  |  |  |  | 1
5314 | 30 | 25.8 |  |  |  |  | 1
5315 | 35.1 | 30.9 |  |  |  |  | 1
5316 | 35.5 | 31.3 |  |  |  |  | 1
5317 | 36.7 | 32.5 |  |  |  |  | 1
5318 | 37.2 | 33 |  |  |  |  | 1
5319 | 36.9 | 32.7 |  |  |  |  | 1
5320 | 34.3 | 30.1 |  |  |  |  | 1
5321 | 38.6 | 34.4 |  |  |  |  | 1
5322 | 37.3 | 33.1 |  |  |  |  | 1
5323 | 35.9 | 31.7 |  |  |  |  | 1
5324 | 33.3 | 29.1 |  |  |  |  | 1
5325 | 33.9 | 29.7 |  |  |  |  | 1
5326 | 31.7 | 27.5 |  |  |  |  | 1
5327 | 30 | 25.8 |  |  |  |  | 1
5328 | 27 | 22.8 |  |  |  |  | 1
5329 | 25.7 | 21.4 |  |  |  |  | 1
5330 | 25.9 | 21.6 |  |  |  |  | 1
5331 | 25.3 | 21 |  |  |  |  | 1
5332 | 24 | 19.7 |  |  |  |  | 1
5333 | 27.5 | 23.2 |  |  |  |  | 1
5334 | 25.5 | 21.2 |  |  |  |  | 1
5335 | 26.9 | 22.6 |  |  |  |  | 1
5336 | 28.6 | 24.3 |  |  |  |  | 1
5337 | 31.5 | 27.2 |  |  |  |  | 1
5338 | 30.3 | 26 |  |  |  |  | 1
5339 | 32.6 | 28.3 |  |  |  |  | 1
5340 | 32.7 | 28.4 |  |  |  |  | 1
5341 | 36.7 | 32.4 |  |  |  |  | 1
5342 | 37 | 32.7 |  |  |  |  | 1
5343 | 37.2 | 32.9 |  |  |  |  | 1
5344 | 37.6 | 33.3 |  |  |  |  | 1
5345 | 39.2 | 34.9 |  |  |  |  | 1
5346 | 36.3 | 32 |  |  |  |  | 1
5347 | 34.8 | 30.5 |  |  |  |  | 1
5348 | 33.5 | 29.2 |  |  |  |  | 1
5349 | 34 | 29.7 |  |  |  |  | 1
5350 | 31.9 | 27.6 |  |  |  |  | 1
5351 | 30.3 | 26 |  |  |  |  | 1
5352 | 27.5 | 23.2 |  |  |  |  | 1
5353 | 27.6 | 23.3 |  |  |  |  | 1
5354 | 26.7 | 22.4 |  |  |  |  | 1
5355 | 25.5 | 21.2 |  |  |  |  | 1
5356 | 25 | 20.7 |  |  |  |  | 1
5357 | 25.9 | 21.6 |  |  |  |  | 1
5358 | 26.5 | 22.2 |  |  |  |  | 1
5359 | 26.4 | 22.1 |  |  |  |  | 1
5360 | 27.8 | 23.5 |  |  |  |  | 1
5361 | 27.6 | 23.3 |  |  |  |  | 1
5362 | 31.9 | 27.6 |  |  |  |  | 1
5363 | 32.6 | 28.3 |  |  |  |  | 1
5364 | 36 | 31.7 |  |  |  |  | 1
5365 | 33.3 | 29 |  |  |  |  | 1
5366 | 36.6 | 32.3 |  |  |  |  | 1
5367 | 37.7 | 33.4 |  |  |  |  | 1
5368 | 36.3 | 32 |  |  |  |  | 1
5369 | 37.5 | 33.2 |  |  |  |  | 1
5370 | 36.7 | 32.4 |  |  |  |  | 1
5371 | 36 | 31.7 |  |  |  |  | 1
5372 | 33.9 | 29.6 |  |  |  |  | 1
5373 | 28.9 | 24.6 |  |  |  |  | 1
5374 | 31.3 | 27 |  |  |  |  | 1
5375 | 29.7 | 25.4 |  |  |  |  | 1
5376 | 27.3 | 23 |  |  |  |  | 1
5377 | 25.3 | 21 |  |  |  |  | 1
5378 | 26.5 | 22.2 |  |  |  |  | 1
5379 | 25.8 | 21.5 |  |  |  |  | 1
5380 | 27 | 22.7 |  |  |  |  | 1
5381 | 24.3 | 20 |  |  |  |  | 1
5382 | 27.3 | 23 |  |  |  |  | 1
5383 | 26.9 | 22.6 |  |  |  |  | 1
5384 | 27.5 | 23.2 |  |  |  |  | 1
5385 | 30.1 | 25.8 |  |  |  |  | 1
5386 | 32.1 | 27.8 |  |  |  |  | 1
5387 | 32 | 27.7 |  |  |  |  | 1
5388 | 36 | 31.7 |  |  |  |  | 1
5389 | 35.4 | 31.1 |  |  |  |  | 1
5390 | 34.8 | 30.5 |  |  |  |  | 1
5391 | 35.5 | 31.2 |  |  |  |  | 1
5392 | 38.4 | 34.1 |  |  |  |  | 1
5393 | 36.2 | 31.9 |  |  |  |  | 1
5394 | 36.4 | 32.1 |  |  |  |  | 1
5395 | 35.5 | 31.2 |  |  |  |  | 1
5396 | 34 | 29.7 |  |  |  |  | 1
5397 | 33.8 | 29.5 |  |  |  |  | 1
5398 | 30.5 | 26.2 |  |  |  |  | 1
5399 | 28.2 | 23.9 |  |  |  |  | 1
5400 | 25.3 | 21 |  |  |  |  | 1
5401 | 26.6 | 22.3 |  |  |  |  | 1
5402 | 25.5 | 21.2 |  |  |  |  | 1
5403 | 26.7 | 22.4 |  |  |  |  | 1
5404 | 24.2 | 19.9 |  |  |  |  | 1
5405 | 26.4 | 22.1 |  |  |  |  | 1
5406 | 25.5 | 21.2 |  |  |  |  | 1
5407 | 28.8 | 24.5 |  |  |  |  | 1
5408 | 26.8 | 22.5 |  |  |  |  | 1
5409 | 29 | 24.7 |  |  |  |  | 1
5410 | 31.8 | 27.5 |  |  |  |  | 1
5411 | 34 | 29.7 |  |  |  |  | 1
5412 | 35 | 30.7 |  |  |  |  | 1
5413 | 33.7 | 29.4 |  |  |  |  | 1
5414 | 37.5 | 33.2 |  |  |  |  | 1
5415 | 36.8 | 32.5 |  |  |  |  | 1
5416 | 35.1 | 30.8 |  |  |  |  | 1
5417 | 36.1 | 31.8 |  |  |  |  | 1
5418 | 35.8 | 31.5 |  |  |  |  | 1
5419 | 34.3 | 30 |  |  |  |  | 1
5420 | 35.6 | 31.3 |  |  |  |  | 1
5421 | 33.2 | 28.9 |  |  |  |  | 1
5422 | 32.4 | 28.1 |  |  |  |  | 1
5423 | 28.4 | 24.1 |  |  |  |  | 1
5424 | 26 | 21.7 |  |  |  |  | 1
5425 | 27.2 | 22.8 |  |  |  |  | 1
5426 | 25.8 | 21.4 |  |  |  |  | 1
5427 | 26.2 | 21.8 |  |  |  |  | 1
5428 | 25.7 | 21.3 |  |  |  |  | 1
5429 | 25.3 | 20.9 |  |  |  |  | 1
5430 | 26.7 | 22.3 |  |  |  |  | 1
5431 | 26.8 | 22.4 |  |  |  |  | 1
5432 | 28.2 | 23.8 |  |  |  |  | 1
5433 | 31.7 | 27.3 |  |  |  |  | 1
5434 | 32.5 | 28.1 |  |  |  |  | 1
5435 | 31.2 | 26.8 |  |  |  |  | 1
5436 | 32 | 27.6 |  |  |  |  | 1
5437 | 36.8 | 32.4 |  |  |  |  | 1
5438 | 35.6 | 31.2 |  |  |  |  | 1
5439 | 36.6 | 32.2 |  |  |  |  | 1
5440 | 36.3 | 31.9 |  |  |  |  | 1
5441 | 37.1 | 32.7 |  |  |  |  | 1
5442 | 35.6 | 31.2 |  |  |  |  | 1
5443 | 33.7 | 29.3 |  |  |  |  | 1
5444 | 31.8 | 27.4 |  |  |  |  | 1
5445 | 29.6 | 25.2 |  |  |  |  | 1
5446 | 29.7 | 25.3 |  |  |  |  | 1
5447 | 30.8 | 26.4 |  |  |  |  | 1
5448 | 26.8 | 22.4 |  |  |  |  | 1
5449 | 26.6 | 22.2 |  |  |  |  | 1
5450 | 27 | 22.6 |  |  |  |  | 1
5451 | 26.6 | 22.2 |  |  |  |  | 1
5452 | 24.2 | 19.8 |  |  |  |  | 1
5453 | 25.9 | 21.5 |  |  |  |  | 1
5454 | 25.2 | 20.8 |  |  |  |  | 1
5455 | 24.3 | 19.9 |  |  |  |  | 1
5456 | 29 | 24.6 |  |  |  |  | 1
5457 | 29.4 | 25 |  |  |  |  | 1
5458 | 29.8 | 25.4 |  |  |  |  | 1
5459 | 32.6 | 28.2 |  |  |  |  | 1
5460 | 34.2 | 29.8 |  |  |  |  | 1
5461 | 35.3 | 30.9 |  |  |  |  | 1
5462 | 34.9 | 30.5 |  |  |  |  | 1
5463 | 36.4 | 32 |  |  |  |  | 1
5464 | 37.2 | 32.8 |  |  |  |  | 1
5465 | 37.5 | 33.1 |  |  |  |  | 1
5466 | 35.8 | 31.4 |  |  |  |  | 1
5467 | 33.8 | 29.4 |  |  |  |  | 1
5468 | 34.3 | 29.9 |  |  |  |  | 1
5469 | 33.9 | 29.5 |  |  |  |  | 1
5470 | 30.1 | 25.7 |  |  |  |  | 1
5471 | 29.9 | 25.5 |  |  |  |  | 1
5472 | 29.1 | 24.7 |  |  |  |  | 1
5473 | 27.8 | 23.4 |  |  |  |  | 1
5474 | 27.2 | 22.8 |  |  |  |  | 1
5475 | 25.3 | 20.9 |  |  |  |  | 1
5476 | 26.4 | 22 |  |  |  |  | 1
5477 | 26.6 | 22.2 |  |  |  |  | 1
5478 | 24.6 | 20.2 |  |  |  |  | 1
5479 | 26.9 | 22.5 |  |  |  |  | 1
5480 | 28 | 23.6 |  |  |  |  | 1
5481 | 28.4 | 24 |  |  |  |  | 1
5482 | 30.4 | 26 |  |  |  |  | 1
5483 | 29.9 | 25.5 |  |  |  |  | 1
5484 | 34.6 | 30.2 |  |  |  |  | 1
5485 | 36 | 31.6 |  |  |  |  | 1
5486 | 37.3 | 32.9 |  |  |  |  | 1
5487 | 38.2 | 33.8 |  |  |  |  | 1
5488 | 36 | 31.6 |  |  |  |  | 1
5489 | 36.4 | 32 |  |  |  |  | 1
5490 | 37.8 | 33.4 |  |  |  |  | 1
5491 | 36.3 | 31.9 |  |  |  |  | 1
5492 | 32.9 | 28.5 |  |  |  |  | 1
5493 | 29.5 | 25.1 |  |  |  |  | 1
5494 | 30.5 | 26.1 |  |  |  |  | 1
5495 | 27.9 | 23.5 |  |  |  |  | 1
5496 | 27.8 | 23.4 |  |  |  |  | 1
5497 | 27.6 | 23.2 |  |  |  |  | 1
5498 | 23.7 | 19.3 |  |  |  |  | 1
5499 | 25.2 | 20.8 |  |  |  |  | 1
5500 | 23.2 | 18.8 |  |  |  |  | 1
5501 | 27.8 | 23.4 |  |  |  |  | 1
5502 | 25.5 | 21.1 |  |  |  |  | 1
5503 | 27 | 22.6 |  |  |  |  | 1
5504 | 26.4 | 22 |  |  |  |  | 1
5505 | 26.5 | 22.1 |  |  |  |  | 1
5506 | 29.5 | 25.1 |  |  |  |  | 1
5507 | 31.1 | 26.7 |  |  |  |  | 1
5508 | 35.1 | 30.7 |  |  |  |  | 1
5509 | 33.5 | 29.1 |  |  |  |  | 1
5510 | 36.8 | 32.4 |  |  |  |  | 1
5511 | 37 | 32.6 |  |  |  |  | 1
5512 | 36.5 | 32.1 |  |  |  |  | 1
5513 | 33.5 | 29.1 |  |  |  |  | 1
5514 | 35.2 | 30.8 |  |  |  |  | 1
5515 | 36.1 | 31.7 |  |  |  |  | 1
5516 | 34.3 | 29.9 |  |  |  |  | 1
5517 | 32.4 | 28 |  |  |  |  | 1
5518 | 28.9 | 24.5 |  |  |  |  | 1
5519 | 29.3 | 24.9 |  |  |  |  | 1
5520 | 28 | 23.6 |  |  |  |  | 1
5521 | 25.7 | 21.2 |  |  |  |  | 1
5522 | 25.9 | 21.4 |  |  |  |  | 1
5523 | 23.9 | 19.4 |  |  |  |  | 1
5524 | 22.2 | 17.7 |  |  |  |  | 1
5525 | 24 | 19.5 |  |  |  |  | 1
5526 | 24.5 | 20 |  |  |  |  | 1
5527 | 27.8 | 23.3 |  |  |  |  | 1
5528 | 28.4 | 23.9 |  |  |  |  | 1
5529 | 28.9 | 24.4 |  |  |  |  | 1
5530 | 29.9 | 25.4 |  |  |  |  | 1
5531 | 32.8 | 28.3 |  |  |  |  | 1
5532 | 35.4 | 30.9 |  |  |  |  | 1
5533 | 33.6 | 29.1 |  |  |  |  | 1
5534 | 35 | 30.5 |  |  |  |  | 1
5535 | 37.7 | 33.2 |  |  |  |  | 1
5536 | 37.1 | 32.6 |  |  |  |  | 1
5537 | 35.8 | 31.3 |  |  |  |  | 1
5538 | 37.1 | 32.6 |  |  |  |  | 1
5539 | 35.5 | 31 |  |  |  |  | 1
5540 | 32.4 | 27.9 |  |  |  |  | 1
5541 | 32.4 | 27.9 |  |  |  |  | 1
5542 | 30.6 | 26.1 |  |  |  |  | 1
5543 | 31 | 26.5 |  |  |  |  | 1
5544 | 28.3 | 23.8 |  |  |  |  | 1
5545 | 26.8 | 22.3 |  |  |  |  | 1
5546 | 25.4 | 20.9 |  |  |  |  | 1
5547 | 25.3 | 20.8 |  |  |  |  | 1
5548 | 22.8 | 18.3 |  |  |  |  | 1
5549 | 22.9 | 18.4 |  |  |  |  | 1
5550 | 25.7 | 21.2 |  |  |  |  | 1
5551 | 26.7 | 22.2 |  |  |  |  | 1
5552 | 27 | 22.5 |  |  |  |  | 1
5553 | 26.5 | 22 |  |  |  |  | 1
5554 | 29.2 | 24.7 |  |  |  |  | 1
5555 | 32.7 | 28.2 |  |  |  |  | 1
5556 | 33.6 | 29.1 |  |  |  |  | 1
5557 | 33.9 | 29.4 |  |  |  |  | 1
5558 | 34.5 | 30 |  |  |  |  | 1
5559 | 36.6 | 32.1 |  |  |  |  | 1
5560 | 36.3 | 31.8 |  |  |  |  | 1
5561 | 36.1 | 31.6 |  |  |  |  | 1
5562 | 35.1 | 30.6 |  |  |  |  | 1
5563 | 34.9 | 30.4 |  |  |  |  | 1
5564 | 33.8 | 29.3 |  |  |  |  | 1
5565 | 31.3 | 26.8 |  |  |  |  | 1
5566 | 32.5 | 28 |  |  |  |  | 1
5567 | 28.2 | 23.7 |  |  |  |  | 1
5568 | 27.7 | 23.2 |  |  |  |  | 1
5569 | 24.3 | 19.8 |  |  |  |  | 1
5570 | 24 | 19.5 |  |  |  |  | 1
5571 | 25.7 | 21.2 |  |  |  |  | 1
5572 | 25.2 | 20.7 |  |  |  |  | 1
5573 | 24.8 | 20.3 |  |  |  |  | 1
5574 | 24.4 | 19.9 |  |  |  |  | 1
5575 | 26.5 | 22 |  |  |  |  | 1
5576 | 26.2 | 21.7 |  |  |  |  | 1
5577 | 30.1 | 25.6 |  |  |  |  | 1
5578 | 27.2 | 22.7 |  |  |  |  | 1
5579 | 31.4 | 26.9 |  |  |  |  | 1
5580 | 32.4 | 27.9 |  |  |  |  | 1
5581 | 36.2 | 31.7 |  |  |  |  | 1
5582 | 35.3 | 30.8 |  |  |  |  | 1
5583 | 37.6 | 33.1 |  |  |  |  | 1
5584 | 38.1 | 33.6 |  |  |  |  | 1
5585 | 36.7 | 32.2 |  |  |  |  | 1
5586 | 33.6 | 29.1 |  |  |  |  | 1
5587 | 33.7 | 29.2 |  |  |  |  | 1
5588 | 32.8 | 28.3 |  |  |  |  | 1
5589 | 32.4 | 27.9 |  |  |  |  | 1
5590 | 30.8 | 26.3 |  |  |  |  | 1
5591 | 27.2 | 22.7 |  |  |  |  | 1
5592 | 28.3 | 23.8 |  |  |  |  | 1
5593 | 24.8 | 20.2 |  |  |  |  | 1
5594 | 24.6 | 20 |  |  |  |  | 1
5595 | 24.8 | 20.2 |  |  |  |  | 1
5596 | 24.1 | 19.5 |  |  |  |  | 1
5597 | 26.3 | 21.7 |  |  |  |  | 1
5598 | 26.4 | 21.8 |  |  |  |  | 1
5599 | 24.4 | 19.8 |  |  |  |  | 1
5600 | 25.9 | 21.3 |  |  |  |  | 1
5601 | 30.1 | 25.5 |  |  |  |  | 1
5602 | 30.4 | 25.8 |  |  |  |  | 1
5603 | 32.6 | 28 |  |  |  |  | 1
5604 | 33.3 | 28.7 |  |  |  |  | 1
5605 | 36 | 31.4 |  |  |  |  | 1
5606 | 36.4 | 31.8 |  |  |  |  | 1
5607 | 37 | 32.4 |  |  |  |  | 1
5608 | 35.4 | 30.8 |  |  |  |  | 1
5609 | 36.8 | 32.2 |  |  |  |  | 1
5610 | 33.5 | 28.9 |  |  |  |  | 1
5611 | 34.2 | 29.6 |  |  |  |  | 1
5612 | 32.5 | 27.9 |  |  |  |  | 1
5613 | 30.9 | 26.3 |  |  |  |  | 1
5614 | 29.1 | 24.5 |  |  |  |  | 1
5615 | 26.3 | 21.7 |  |  |  |  | 1
5616 | 28.7 | 24.1 |  |  |  |  | 1
5617 | 25.6 | 21 |  |  |  |  | 1
5618 | 24.7 | 20.1 |  |  |  |  | 1
5619 | 24.9 | 20.3 |  |  |  |  | 1
5620 | 25.4 | 20.8 |  |  |  |  | 1
5621 | 26 | 21.4 |  |  |  |  | 1
5622 | 24.4 | 19.8 |  |  |  |  | 1
5623 | 26.1 | 21.5 |  |  |  |  | 1
5624 | 26.1 | 21.5 |  |  |  |  | 1
5625 | 29.5 | 24.9 |  |  |  |  | 1
5626 | 30.2 | 25.6 |  |  |  |  | 1
5627 | 32.8 | 28.2 |  |  |  |  | 1
5628 | 34.1 | 29.5 |  |  |  |  | 1
5629 | 35.3 | 30.7 |  |  |  |  | 1
5630 | 36 | 31.4 |  |  |  |  | 1
5631 | 36 | 31.4 |  |  |  |  | 1
5632 | 34.7 | 30.1 |  |  |  |  | 1
5633 | 36.3 | 31.7 |  |  |  |  | 1
5634 | 37.4 | 32.8 |  |  |  |  | 1
5635 | 33.9 | 29.3 |  |  |  |  | 1
5636 | 32.3 | 27.7 |  |  |  |  | 1
5637 | 32.4 | 27.8 |  |  |  |  | 1
5638 | 32.2 | 27.6 |  |  |  |  | 1
5639 | 27.3 | 22.7 |  |  |  |  | 1
5640 | 24.2 | 19.6 |  |  |  |  | 1
5641 | 25.1 | 20.4 |  |  |  |  | 1
5642 | 25 | 20.3 |  |  |  |  | 1
5643 | 24.1 | 19.4 |  |  |  |  | 1
5644 | 23.7 | 19 |  |  |  |  | 1
5645 | 23.6 | 18.9 |  |  |  |  | 1
5646 | 24.1 | 19.4 |  |  |  |  | 1
5647 | 24.8 | 20.1 |  |  |  |  | 1
5648 | 27.5 | 22.8 |  |  |  |  | 1
5649 | 29.2 | 24.5 |  |  |  |  | 1
5650 | 28.1 | 23.4 |  |  |  |  | 1
5651 | 33.5 | 28.8 |  |  |  |  | 1
5652 | 33.6 | 28.9 |  |  |  |  | 1
5653 | 34.9 | 30.2 |  |  |  |  | 1
5654 | 34.9 | 30.2 |  |  |  |  | 1
5655 | 36.1 | 31.4 |  |  |  |  | 1
5656 | 34.7 | 30 |  |  |  |  | 1
5657 | 37.7 | 33 |  |  |  |  | 1
5658 | 36.9 | 32.2 |  |  |  |  | 1
5659 | 34 | 29.3 |  |  |  |  | 1
5660 | 31.4 | 26.7 |  |  |  |  | 1
5661 | 31.2 | 26.5 |  |  |  |  | 1
5662 | 30.7 | 26 |  |  |  |  | 1
5663 | 28 | 23.3 |  |  |  |  | 1
5664 | 26.1 | 21.4 |  |  |  |  | 1
5665 | 25.9 | 21.2 |  |  |  |  | 1
5666 | 23.7 | 19 |  |  |  |  | 1
5667 | 25.7 | 21 |  |  |  |  | 1
5668 | 25.1 | 20.4 |  |  |  |  | 1
5669 | 24.9 | 20.2 |  |  |  |  | 1
5670 | 23.9 | 19.2 |  |  |  |  | 1
5671 | 25.9 | 21.2 |  |  |  |  | 1
5672 | 28.2 | 23.5 |  |  |  |  | 1
5673 | 25.9 | 21.2 |  |  |  |  | 1
5674 | 30.2 | 25.5 |  |  |  |  | 1
5675 | 33.2 | 28.5 |  |  |  |  | 1
5676 | 35.1 | 30.4 |  |  |  |  | 1
5677 | 33 | 28.3 |  |  |  |  | 1
5678 | 35.4 | 30.7 |  |  |  |  | 1
5679 | 37 | 32.3 |  |  |  |  | 1
5680 | 37.4 | 32.7 |  |  |  |  | 1
5681 | 33.5 | 28.8 |  |  |  |  | 1
5682 | 32.7 | 28 |  |  |  |  | 1
5683 | 34.3 | 29.6 |  |  |  |  | 1
5684 | 33.5 | 28.8 |  |  |  |  | 1
5685 | 31.3 | 26.6 |  |  |  |  | 1
5686 | 29.5 | 24.8 |  |  |  |  | 1
5687 | 29.9 | 25.2 |  |  |  |  | 1
5688 | 28.7 | 24 |  |  |  |  | 1
5689 | 24.8 | 20.1 |  |  |  |  | 1
5690 | 24.8 | 20.1 |  |  |  |  | 1
5691 | 22.6 | 17.9 |  |  |  |  | 1
5692 | 25.9 | 21.2 |  |  |  |  | 1
5693 | 22.3 | 17.6 |  |  |  |  | 1
5694 | 23.3 | 18.6 |  |  |  |  | 1
5695 | 24.5 | 19.8 |  |  |  |  | 1
5696 | 25.5 | 20.8 |  |  |  |  | 1
5697 | 29.8 | 25.1 |  |  |  |  | 1
5698 | 32.6 | 27.9 |  |  |  |  | 1
5699 | 31.7 | 27 |  |  |  |  | 1
5700 | 32.4 | 27.7 |  |  |  |  | 1
5701 | 34.9 | 30.2 |  |  |  |  | 1
5702 | 33.9 | 29.2 |  |  |  |  | 1
5703 | 37.2 | 32.5 |  |  |  |  | 1
5704 | 35.8 | 31.1 |  |  |  |  | 1
5705 | 36.1 | 31.4 |  |  |  |  | 1
5706 | 34.2 | 29.5 |  |  |  |  | 1
5707 | 33.8 | 29.1 |  |  |  |  | 1
5708 | 30.9 | 26.2 |  |  |  |  | 1
5709 | 31.4 | 26.7 |  |  |  |  | 1
5710 | 30.9 | 26.2 |  |  |  |  | 1
5711 | 26 | 21.3 |  |  |  |  | 1
5712 | 25.6 | 20.9 |  |  |  |  | 1
5713 | 24.9 | 20.1 |  |  |  |  | 1
5714 | 24.1 | 19.3 |  |  |  |  | 1
5715 | 23.8 | 19 |  |  |  |  | 1
5716 | 23.6 | 18.8 |  |  |  |  | 1
5717 | 24.2 | 19.4 |  |  |  |  | 1
5718 | 24.4 | 19.6 |  |  |  |  | 1
5719 | 23.4 | 18.6 |  |  |  |  | 1
5720 | 27.1 | 22.3 |  |  |  |  | 1
5721 | 29.6 | 24.8 |  |  |  |  | 1
5722 | 30 | 25.2 |  |  |  |  | 1
5723 | 29.1 | 24.3 |  |  |  |  | 1
5724 | 33 | 28.2 |  |  |  |  | 1
5725 | 34.5 | 29.7 |  |  |  |  | 1
5726 | 33.7 | 28.9 |  |  |  |  | 1
5727 | 35.6 | 30.8 |  |  |  |  | 1
5728 | 37.2 | 32.4 |  |  |  |  | 1
5729 | 37.4 | 32.6 |  |  |  |  | 1
5730 | 35 | 30.2 |  |  |  |  | 1
5731 | 34.5 | 29.7 |  |  |  |  | 1
5732 | 32.5 | 27.7 |  |  |  |  | 1
5733 | 30.7 | 25.9 |  |  |  |  | 1
5734 | 31.3 | 26.5 |  |  |  |  | 1
5735 | 29.3 | 24.5 |  |  |  |  | 1
5736 | 27.4 | 22.6 |  |  |  |  | 1
5737 | 24.7 | 19.9 |  |  |  |  | 1
5738 | 26.1 | 21.3 |  |  |  |  | 1
5739 | 25 | 20.2 |  |  |  |  | 1
5740 | 22 | 17.2 |  |  |  |  | 1
5741 | 25.1 | 20.3 |  |  |  |  | 1
5742 | 24.6 | 19.8 |  |  |  |  | 1
5743 | 25.6 | 20.8 |  |  |  |  | 1
5744 | 24.1 | 19.3 |  |  |  |  | 1
5745 | 26.2 | 21.4 |  |  |  |  | 1
5746 | 30.7 | 25.9 |  |  |  |  | 1
5747 | 30.2 | 25.4 |  |  |  |  | 1
5748 | 33.5 | 28.7 |  |  |  |  | 1
5749 | 32.2 | 27.4 |  |  |  |  | 1
5750 | 33 | 28.2 |  |  |  |  | 1
5751 | 37.6 | 32.8 |  |  |  |  | 1
5752 | 36.6 | 31.8 |  |  |  |  | 1
5753 | 35.2 | 30.4 |  |  |  |  | 1
5754 | 35 | 30.2 |  |  |  |  | 1
5755 | 32.9 | 28.1 |  |  |  |  | 1
5756 | 33 | 28.2 |  |  |  |  | 1
5757 | 32.5 | 27.7 |  |  |  |  | 1
5758 | 29.1 | 24.3 |  |  |  |  | 1
5759 | 28.6 | 23.8 |  |  |  |  | 1
5760 | 24.5 | 19.7 |  |  |  |  | 1
5761 | 27.3 | 22.4 |  |  |  |  | 1
5762 | 25.4 | 20.5 |  |  |  |  | 1
5763 | 23.6 | 18.7 |  |  |  |  | 1
5764 | 23 | 18.1 |  |  |  |  | 1
5765 | 25.3 | 20.4 |  |  |  |  | 1
5766 | 23.6 | 18.7 |  |  |  |  | 1
5767 | 25.6 | 20.7 |  |  |  |  | 1
5768 | 26.1 | 21.2 |  |  |  |  | 1
5769 | 26.8 | 21.9 |  |  |  |  | 1
5770 | 30.7 | 25.8 |  |  |  |  | 1
5771 | 30.5 | 25.6 |  |  |  |  | 1
5772 | 33 | 28.1 |  |  |  |  | 1
5773 | 33.3 | 28.4 |  |  |  |  | 1
5774 | 34.5 | 29.6 |  |  |  |  | 1
5775 | 35 | 30.1 |  |  |  |  | 1
5776 | 34.6 | 29.7 |  |  |  |  | 1
5777 | 36.1 | 31.2 |  |  |  |  | 1
5778 | 34.5 | 29.6 |  |  |  |  | 1
5779 | 34.7 | 29.8 |  |  |  |  | 1
5780 | 33.3 | 28.4 |  |  |  |  | 1
5781 | 32.4 | 27.5 |  |  |  |  | 1
5782 | 28.8 | 23.9 |  |  |  |  | 1
5783 | 28.7 | 23.8 |  |  |  |  | 1
5784 | 26.2 | 21.3 |  |  |  |  | 1
5785 | 25 | 20.1 |  |  |  |  | 1
5786 | 23.2 | 18.3 |  |  |  |  | 1
5787 | 22.9 | 18 |  |  |  |  | 1
5788 | 24.1 | 19.2 |  |  |  |  | 1
5789 | 23.1 | 18.2 |  |  |  |  | 1
5790 | 23.2 | 18.3 |  |  |  |  | 1
5791 | 26.1 | 21.2 |  |  |  |  | 1
5792 | 26.7 | 21.8 |  |  |  |  | 1
5793 | 26.3 | 21.4 |  |  |  |  | 1
5794 | 29.4 | 24.5 |  |  |  |  | 1
5795 | 32.2 | 27.3 |  |  |  |  | 1
5796 | 33.6 | 28.7 |  |  |  |  | 1
5797 | 32.9 | 28 |  |  |  |  | 1
5798 | 33.2 | 28.3 |  |  |  |  | 1
5799 | 34.7 | 29.8 |  |  |  |  | 1
5800 | 36.9 | 32 |  |  |  |  | 1
5801 | 36 | 31.1 |  |  |  |  | 1
5802 | 31.7 | 26.8 |  |  |  |  | 1
5803 | 34.6 | 29.7 |  |  |  |  | 1
5804 | 29.6 | 24.7 |  |  |  |  | 1
5805 | 33.2 | 28.3 |  |  |  |  | 1
5806 | 30.3 | 25.4 |  |  |  |  | 1
5807 | 27.3 | 22.4 |  |  |  |  | 1
5808 | 26.4 | 21.5 |  |  |  |  | 1
5809 | 25.7 | 20.8 |  |  |  |  | 1
5810 | 23.4 | 18.5 |  |  |  |  | 1
5811 | 23.9 | 19 |  |  |  |  | 1
5812 | 23 | 18.1 |  |  |  |  | 1
5813 | 23.1 | 18.2 |  |  |  |  | 1
5814 | 25.8 | 20.9 |  |  |  |  | 1
5815 | 22.5 | 17.6 |  |  |  |  | 1
5816 | 26.2 | 21.3 |  |  |  |  | 1
5817 | 25.9 | 21 |  |  |  |  | 1
5818 | 28.9 | 24 |  |  |  |  | 1
5819 | 29.9 | 25 |  |  |  |  | 1
5820 | 35.2 | 30.3 |  |  |  |  | 1
5821 | 32.8 | 27.9 |  |  |  |  | 1
5822 | 34.2 | 29.3 |  |  |  |  | 1
5823 | 34.2 | 29.3 |  |  |  |  | 1
5824 | 36.2 | 31.3 |  |  |  |  | 1
5825 | 34.4 | 29.5 |  |  |  |  | 1
5826 | 33.6 | 28.7 |  |  |  |  | 1
5827 | 35.7 | 30.8 |  |  |  |  | 1
5828 | 33.1 | 28.2 |  |  |  |  | 1
5829 | 31 | 26.1 |  |  |  |  | 1
5830 | 32.1 | 27.2 |  |  |  |  | 1
5831 | 26.9 | 22 |  |  |  |  | 1
5832 | 25.2 | 20.3 |  |  |  |  | 1
5833 | 23.8 | 18.8 |  |  |  |  | 1
5834 | 25.3 | 20.3 |  |  |  |  | 1
5835 | 22.5 | 17.5 |  |  |  |  | 1
5836 | 24.5 | 19.5 |  |  |  |  | 1
5837 | 22.5 | 17.5 |  |  |  |  | 1
5838 | 21.7 | 16.7 |  |  |  |  | 1
5839 | 23.8 | 18.8 |  |  |  |  | 1
5840 | 26.4 | 21.4 |  |  |  |  | 1
5841 | 28.9 | 23.9 |  |  |  |  | 1
5842 | 30.6 | 25.6 |  |  |  |  | 1
5843 | 31 | 26 |  |  |  |  | 1
5844 | 32.9 | 27.9 |  |  |  |  | 1
5845 | 30.1 | 25.1 |  |  |  |  | 1
5846 | 34.5 | 29.5 |  |  |  |  | 1
5847 | 34.9 | 29.9 |  |  |  |  | 1
5848 | 34.7 | 29.7 |  |  |  |  | 1
5849 | 34 | 29 |  |  |  |  | 1
5850 | 35.3 | 30.3 |  |  |  |  | 1
5851 | 34.6 | 29.6 |  |  |  |  | 1
5852 | 34.4 | 29.4 |  |  |  |  | 1
5853 | 30.4 | 25.4 |  |  |  |  | 1
5854 | 28.1 | 23.1 |  |  |  |  | 1
5855 | 29.7 | 24.7 |  |  |  |  | 1
5856 | 25.6 | 20.6 |  |  |  |  | 1
5857 | 24 | 19 |  |  |  |  | 1
5858 | 22 | 17 |  |  |  |  | 1
5859 | 23.6 | 18.6 |  |  |  |  | 1
5860 | 23.6 | 18.6 |  |  |  |  | 1
5861 | 24.1 | 19.1 |  |  |  |  | 1
5862 | 24 | 19 |  |  |  |  | 1
5863 | 25.3 | 20.3 |  |  |  |  | 1
5864 | 26.6 | 21.6 |  |  |  |  | 1
5865 | 28 | 23 |  |  |  |  | 1
5866 | 30.3 | 25.3 |  |  |  |  | 1
5867 | 31.5 | 26.5 |  |  |  |  | 1
5868 | 32.1 | 27.1 |  |  |  |  | 1
5869 | 32.5 | 27.5 |  |  |  |  | 1
5870 | 35.1 | 30.1 |  |  |  |  | 1
5871 | 34 | 29 |  |  |  |  | 1
5872 | 34.7 | 29.7 |  |  |  |  | 1
5873 | 33.8 | 28.8 |  |  |  |  | 1
5874 | 36.7 | 31.7 |  |  |  |  | 1
5875 | 32 | 27 |  |  |  |  | 1
5876 | 32.7 | 27.7 |  |  |  |  | 1
5877 | 31.3 | 26.3 |  |  |  |  | 1
5878 | 29.9 | 24.9 |  |  |  |  | 1
5879 | 27.3 | 22.3 |  |  |  |  | 1
5880 | 26 | 21 |  |  |  |  | 1
5881 | 24.3 | 19.2 |  |  |  |  | 1
5882 | 20.3 | 15.2 |  |  |  |  | 1
5883 | 22 | 16.9 |  |  |  |  | 1
5884 | 24.4 | 19.3 |  |  |  |  | 1
5885 | 22 | 16.9 |  |  |  |  | 1
5886 | 23.7 | 18.6 |  |  |  |  | 1
5887 | 27.7 | 22.6 |  |  |  |  | 1
5888 | 24.6 | 19.5 |  |  |  |  | 1
5889 | 26.6 | 21.5 |  |  |  |  | 1
5890 | 28.5 | 23.4 |  |  |  |  | 1
5891 | 27.9 | 22.8 |  |  |  |  | 1
5892 | 30.7 | 25.6 |  |  |  |  | 1
5893 | 31.3 | 26.2 |  |  |  |  | 1
5894 | 34.6 | 29.5 |  |  |  |  | 1
5895 | 34.3 | 29.2 |  |  |  |  | 1
5896 | 32.2 | 27.1 |  |  |  |  | 1
5897 | 35.5 | 30.4 |  |  |  |  | 1
5898 | 35.1 | 30 |  |  |  |  | 1
5899 | 32.6 | 27.5 |  |  |  |  | 1
5900 | 32.9 | 27.8 |  |  |  |  | 1
5901 | 31 | 25.9 |  |  |  |  | 1
5902 | 27.7 | 22.6 |  |  |  |  | 1
5903 | 27.5 | 22.4 |  |  |  |  | 1
5904 | 26 | 20.9 |  |  |  |  | 1
5905 | 23.4 | 18.3 |  |  |  |  | 1
5906 | 22.2 | 17.1 |  |  |  |  | 1
5907 | 23.3 | 18.2 |  |  |  |  | 1
5908 | 25.4 | 20.3 |  |  |  |  | 1
5909 | 22.8 | 17.7 |  |  |  |  | 1
5910 | 23.7 | 18.6 |  |  |  |  | 1
5911 | 23.1 | 18 |  |  |  |  | 1
5912 | 25.3 | 20.2 |  |  |  |  | 1
5913 | 26.8 | 21.7 |  |  |  |  | 1
5914 | 28.2 | 23.1 |  |  |  |  | 1
5915 | 29.4 | 24.3 |  |  |  |  | 1
5916 | 31.6 | 26.5 |  |  |  |  | 1
5917 | 32.2 | 27.1 |  |  |  |  | 1
5918 | 35.3 | 30.2 |  |  |  |  | 1
5919 | 36.9 | 31.8 |  |  |  |  | 1
5920 | 33.7 | 28.6 |  |  |  |  | 1
5921 | 34 | 28.9 |  |  |  |  | 1
5922 | 34.3 | 29.2 |  |  |  |  | 1
5923 | 33.6 | 28.5 |  |  |  |  | 1
5924 | 30.7 | 25.6 |  |  |  |  | 1
5925 | 29.5 | 24.4 |  |  |  |  | 1
5926 | 29.3 | 24.2 |  |  |  |  | 1
5927 | 25.1 | 20 |  |  |  |  | 1
5928 | 28.3 | 23.2 |  |  |  |  | 1
5929 | 24.6 | 19.4 |  |  |  |  | 1
5930 | 22.9 | 17.7 |  |  |  |  | 1
5931 | 22.5 | 17.3 |  |  |  |  | 1
5932 | 21.2 | 16 |  |  |  |  | 1
5933 | 24.8 | 19.6 |  |  |  |  | 1
5934 | 23.2 | 18 |  |  |  |  | 1
5935 | 23.7 | 18.5 |  |  |  |  | 1
5936 | 27.6 | 22.4 |  |  |  |  | 1
5937 | 28.2 | 23 |  |  |  |  | 1
5938 | 28.2 | 23 |  |  |  |  | 1
5939 | 30.5 | 25.3 |  |  |  |  | 1
5940 | 31.1 | 25.9 |  |  |  |  | 1
5941 | 32.3 | 27.1 |  |  |  |  | 1
5942 | 33.4 | 28.2 |  |  |  |  | 1
5943 | 34.6 | 29.4 |  |  |  |  | 1
5944 | 35.8 | 30.6 |  |  |  |  | 1
5945 | 36.6 | 31.4 |  |  |  |  | 1
5946 | 31.1 | 25.9 |  |  |  |  | 1
5947 | 35.5 | 30.3 |  |  |  |  | 1
5948 | 32.7 | 27.5 |  |  |  |  | 1
5949 | 30 | 24.8 |  |  |  |  | 1
5950 | 28 | 22.8 |  |  |  |  | 1
5951 | 24.7 | 19.5 |  |  |  |  | 1
5952 | 26.9 | 21.7 |  |  |  |  | 1
5953 | 22.8 | 17.6 |  |  |  |  | 1
5954 | 23.9 | 18.7 |  |  |  |  | 1
5955 | 22 | 16.8 |  |  |  |  | 1
5956 | 20.4 | 15.2 |  |  |  |  | 1
5957 | 23 | 17.8 |  |  |  |  | 1
5958 | 23.7 | 18.5 |  |  |  |  | 1
5959 | 23 | 17.8 |  |  |  |  | 1
5960 | 26.4 | 21.2 |  |  |  |  | 1
5961 | 28.9 | 23.7 |  |  |  |  | 1
5962 | 28.9 | 23.7 |  |  |  |  | 1
5963 | 30.4 | 25.2 |  |  |  |  | 1
5964 | 30.4 | 25.2 |  |  |  |  | 1
5965 | 31.3 | 26.1 |  |  |  |  | 1
5966 | 33 | 27.8 |  |  |  |  | 1
5967 | 34.2 | 29 |  |  |  |  | 1
5968 | 34.3 | 29.1 |  |  |  |  | 1
5969 | 33.9 | 28.7 |  |  |  |  | 1
5970 | 36.5 | 31.3 |  |  |  |  | 1
5971 | 33.2 | 28 |  |  |  |  | 1
5972 | 30.1 | 24.9 |  |  |  |  | 1
5973 | 28.4 | 23.2 |  |  |  |  | 1
5974 | 26.2 | 21 |  |  |  |  | 1
5975 | 25.6 | 20.4 |  |  |  |  | 1
5976 | 26 | 20.8 |  |  |  |  | 1
5977 | 23.6 | 18.3 |  |  |  |  | 1
5978 | 22.1 | 16.8 |  |  |  |  | 1
5979 | 23.1 | 17.8 |  |  |  |  | 1
5980 | 22.8 | 17.5 |  |  |  |  | 1
5981 | 22.8 | 17.5 |  |  |  |  | 1
5982 | 23 | 17.7 |  |  |  |  | 1
5983 | 23.9 | 18.6 |  |  |  |  | 1
5984 | 23.6 | 18.3 |  |  |  |  | 1
5985 | 24.4 | 19.1 |  |  |  |  | 1
5986 | 27.2 | 21.9 |  |  |  |  | 1
5987 | 28.8 | 23.5 |  |  |  |  | 1
5988 | 30.2 | 24.9 |  |  |  |  | 1
5989 | 32.2 | 26.9 |  |  |  |  | 1
5990 | 32.8 | 27.5 |  |  |  |  | 1
5991 | 32.4 | 27.1 |  |  |  |  | 1
5992 | 34 | 28.7 |  |  |  |  | 1
5993 | 34.4 | 29.1 |  |  |  |  | 1
5994 | 32.8 | 27.5 |  |  |  |  | 1
5995 | 33.4 | 28.1 |  |  |  |  | 1
5996 | 31.5 | 26.2 |  |  |  |  | 1
5997 | 30.2 | 24.9 |  |  |  |  | 1
5998 | 27.7 | 22.4 |  |  |  |  | 1
5999 | 27.1 | 21.8 |  |  |  |  | 1
6000 | 26 | 20.7 |  |  |  |  | 1
6001 | 21.5 | 16.2 |  |  |  |  | 1
6002 | 24.1 | 18.8 |  |  |  |  | 1
6003 | 21.6 | 16.3 |  |  |  |  | 1
6004 | 22.8 | 17.5 |  |  |  |  | 1
6005 | 19.5 | 14.2 |  |  |  |  | 1
6006 | 22.3 | 17 |  |  |  |  | 1
6007 | 21.7 | 16.4 |  |  |  |  | 1
6008 | 24.8 | 19.5 |  |  |  |  | 1
6009 | 26.7 | 21.4 |  |  |  |  | 1
6010 | 28.5 | 23.2 |  |  |  |  | 1
6011 | 29.6 | 24.3 |  |  |  |  | 1
6012 | 29.5 | 24.2 |  |  |  |  | 1
6013 | 33.8 | 28.5 |  |  |  |  | 1
6014 | 31.6 | 26.3 |  |  |  |  | 1
6015 | 33.4 | 28.1 |  |  |  |  | 1
6016 | 33.1 | 27.8 |  |  |  |  | 1
6017 | 33.1 | 27.8 |  |  |  |  | 1
6018 | 31.5 | 26.2 |  |  |  |  | 1
6019 | 33.6 | 28.3 |  |  |  |  | 1
6020 | 31.9 | 26.6 |  |  |  |  | 1
6021 | 29.7 | 24.4 |  |  |  |  | 1
6022 | 27.8 | 22.5 |  |  |  |  | 1
6023 | 25.3 | 20 |  |  |  |  | 1
6024 | 24.9 | 19.6 |  |  |  |  | 1
6025 | 22.5 | 17.1 |  |  |  |  | 1
6026 | 22.8 | 17.4 |  |  |  |  | 1
6027 | 22.5 | 17.1 |  |  |  |  | 1
6028 | 21.6 | 16.2 |  |  |  |  | 1
6029 | 22.5 | 17.1 |  |  |  |  | 1
6030 | 23.4 | 18 |  |  |  |  | 1
6031 | 24.6 | 19.2 |  |  |  |  | 1
6032 | 27.2 | 21.8 |  |  |  |  | 1
6033 | 24.6 | 19.2 |  |  |  |  | 1
6034 | 26.4 | 21 |  |  |  |  | 1
6035 | 28 | 22.6 |  |  |  |  | 1
6036 | 30.6 | 25.2 |  |  |  |  | 1
6037 | 30.2 | 24.8 |  |  |  |  | 1
6038 | 32.4 | 27 |  |  |  |  | 1
6039 | 34.7 | 29.3 |  |  |  |  | 1
6040 | 34.7 | 29.3 |  |  |  |  | 1
6041 | 35.6 | 30.2 |  |  |  |  | 1
6042 | 34.1 | 28.7 |  |  |  |  | 1
6043 | 33.3 | 27.9 |  |  |  |  | 1
6044 | 30.2 | 24.8 |  |  |  |  | 1
6045 | 29 | 23.6 |  |  |  |  | 1
6046 | 28.9 | 23.5 |  |  |  |  | 1
6047 | 27.3 | 21.9 |  |  |  |  | 1
6048 | 22.6 | 17.2 |  |  |  |  | 1
6049 | 21.8 | 16.4 |  |  |  |  | 1
6050 | 21.3 | 15.9 |  |  |  |  | 1
6051 | 20.9 | 15.5 |  |  |  |  | 1
6052 | 23.3 | 17.9 |  |  |  |  | 1
6053 | 24.1 | 18.7 |  |  |  |  | 1
6054 | 22.9 | 17.5 |  |  |  |  | 1
6055 | 23.9 | 18.5 |  |  |  |  | 1
6056 | 27 | 21.6 |  |  |  |  | 1
6057 | 26.7 | 21.3 |  |  |  |  | 1
6058 | 28.4 | 23 |  |  |  |  | 1
6059 | 29.7 | 24.3 |  |  |  |  | 1
6060 | 31.2 | 25.8 |  |  |  |  | 1
6061 | 33.6 | 28.2 |  |  |  |  | 1
6062 | 33.8 | 28.4 |  |  |  |  | 1
6063 | 33.6 | 28.2 |  |  |  |  | 1
6064 | 33.2 | 27.8 |  |  |  |  | 1
6065 | 33.8 | 28.4 |  |  |  |  | 1
6066 | 30.9 | 25.5 |  |  |  |  | 1
6067 | 32.5 | 27.1 |  |  |  |  | 1
6068 | 30.9 | 25.5 |  |  |  |  | 1
6069 | 29.6 | 24.2 |  |  |  |  | 1
6070 | 26.3 | 20.9 |  |  |  |  | 1
6071 | 26.7 | 21.3 |  |  |  |  | 1
6072 | 24.9 | 19.5 |  |  |  |  | 1
6073 | 23.3 | 17.8 |  |  |  |  | 1
6074 | 22.8 | 17.3 |  |  |  |  | 1
6075 | 20.8 | 15.3 |  |  |  |  | 1
6076 | 19.8 | 14.3 |  |  |  |  | 1
6077 | 22.3 | 16.8 |  |  |  |  | 1
6078 | 19.7 | 14.2 |  |  |  |  | 1
6079 | 24 | 18.5 |  |  |  |  | 1
6080 | 27 | 21.5 |  |  |  |  | 1
6081 | 26.4 | 20.9 |  |  |  |  | 1
6082 | 28.6 | 23.1 |  |  |  |  | 1
6083 | 31.1 | 25.6 |  |  |  |  | 1
6084 | 31.8 | 26.3 |  |  |  |  | 1
6085 | 34.5 | 29 |  |  |  |  | 1
6086 | 31.7 | 26.2 |  |  |  |  | 1
6087 | 32.9 | 27.4 |  |  |  |  | 1
6088 | 34.1 | 28.6 |  |  |  |  | 1
6089 | 31.4 | 25.9 |  |  |  |  | 1
6090 | 32.7 | 27.2 |  |  |  |  | 1
6091 | 31.9 | 26.4 |  |  |  |  | 1
6092 | 32.1 | 26.6 |  |  |  |  | 1
6093 | 30.4 | 24.9 |  |  |  |  | 1
6094 | 28.5 | 23 |  |  |  |  | 1
6095 | 26.8 | 21.3 |  |  |  |  | 1
6096 | 24.6 | 19.1 |  |  |  |  | 1
6097 | 23.5 | 18 |  |  |  |  | 1
6098 | 23.1 | 17.6 |  |  |  |  | 1
6099 | 22.8 | 17.3 |  |  |  |  | 1
6100 | 20.5 | 15 |  |  |  |  | 1
6101 | 22.1 | 16.6 |  |  |  |  | 1
6102 | 22.1 | 16.6 |  |  |  |  | 1
6103 | 23.5 | 18 |  |  |  |  | 1
6104 | 25.8 | 20.3 |  |  |  |  | 1
6105 | 25.5 | 20 |  |  |  |  | 1
6106 | 26.3 | 20.8 |  |  |  |  | 1
6107 | 27.8 | 22.3 |  |  |  |  | 1
6108 | 29.7 | 24.2 |  |  |  |  | 1
6109 | 32.4 | 26.9 |  |  |  |  | 1
6110 | 32.4 | 26.9 |  |  |  |  | 1
6111 | 32.5 | 27 |  |  |  |  | 1
6112 | 34.3 | 28.8 |  |  |  |  | 1
6113 | 33.4 | 27.9 |  |  |  |  | 1
6114 | 33.4 | 27.9 |  |  |  |  | 1
6115 | 34.3 | 28.8 |  |  |  |  | 1
6116 | 32.6 | 27.1 |  |  |  |  | 1
6117 | 29.4 | 23.9 |  |  |  |  | 1
6118 | 27.8 | 22.3 |  |  |  |  | 1
6119 | 27.2 | 21.7 |  |  |  |  | 1
6120 | 25.9 | 20.4 |  |  |  |  | 1
6121 | 22.5 | 16.9 |  |  |  |  | 1
6122 | 20.6 | 15 |  |  |  |  | 1
6123 | 22.5 | 16.9 |  |  |  |  | 1
6124 | 21.5 | 15.9 |  |  |  |  | 1
6125 | 22.2 | 16.6 |  |  |  |  | 1
6126 | 22.7 | 17.1 |  |  |  |  | 1
6127 | 22.1 | 16.5 |  |  |  |  | 1
6128 | 23.6 | 18 |  |  |  |  | 1
6129 | 27 | 21.4 |  |  |  |  | 1
6130 | 27 | 21.4 |  |  |  |  | 1
6131 | 27.8 | 22.2 |  |  |  |  | 1
6132 | 29.9 | 24.3 |  |  |  |  | 1
6133 | 31.9 | 26.3 |  |  |  |  | 1
6134 | 31.8 | 26.2 |  |  |  |  | 1
6135 | 35.1 | 29.5 |  |  |  |  | 1
6136 | 34.2 | 28.6 |  |  |  |  | 1
6137 | 31.2 | 25.6 |  |  |  |  | 1
6138 | 32.7 | 27.1 |  |  |  |  | 1
6139 | 33.3 | 27.7 |  |  |  |  | 1
6140 | 34.2 | 28.6 |  |  |  |  | 1
6141 | 28.2 | 22.6 |  |  |  |  | 1
6142 | 27.2 | 21.6 |  |  |  |  | 1
6143 | 24 | 18.4 |  |  |  |  | 1
6144 | 24.9 | 19.3 |  |  |  |  | 1
6145 | 23.4 | 17.8 |  |  |  |  | 1
6146 | 22.2 | 16.6 |  |  |  |  | 1
6147 | 20 | 14.4 |  |  |  |  | 1
6148 | 22 | 16.4 |  |  |  |  | 1
6149 | 23.5 | 17.9 |  |  |  |  | 1
6150 | 23.5 | 17.9 |  |  |  |  | 1
6151 | 23.2 | 17.6 |  |  |  |  | 1
6152 | 24 | 18.4 |  |  |  |  | 1
6153 | 26.6 | 21 |  |  |  |  | 1
6154 | 26.9 | 21.3 |  |  |  |  | 1
6155 | 25.6 | 20 |  |  |  |  | 1
6156 | 28 | 22.4 |  |  |  |  | 1
6157 | 32.9 | 27.3 |  |  |  |  | 1
6158 | 33.8 | 28.2 |  |  |  |  | 1
6159 | 32.7 | 27.1 |  |  |  |  | 1
6160 | 32.1 | 26.5 |  |  |  |  | 1
6161 | 32.5 | 26.9 |  |  |  |  | 1
6162 | 30.7 | 25.1 |  |  |  |  | 1
6163 | 31 | 25.4 |  |  |  |  | 1
6164 | 32.1 | 26.5 |  |  |  |  | 1
6165 | 27.9 | 22.3 |  |  |  |  | 1
6166 | 26.1 | 20.5 |  |  |  |  | 1
6167 | 23.9 | 18.3 |  |  |  |  | 1
6168 | 24.3 | 18.7 |  |  |  |  | 1
6169 | 21.5 | 15.8 |  |  |  |  | 1
6170 | 22.5 | 16.8 |  |  |  |  | 1
6171 | 20.7 | 15 |  |  |  |  | 1
6172 | 22.9 | 17.2 |  |  |  |  | 1
6173 | 21.8 | 16.1 |  |  |  |  | 1
6174 | 22.3 | 16.6 |  |  |  |  | 1
6175 | 21 | 15.3 |  |  |  |  | 1
6176 | 23.9 | 18.2 |  |  |  |  | 1
6177 | 25.7 | 20 |  |  |  |  | 1
6178 | 27.3 | 21.6 |  |  |  |  | 1
6179 | 28.9 | 23.2 |  |  |  |  | 1
6180 | 30 | 24.3 |  |  |  |  | 1
6181 | 29.7 | 24 |  |  |  |  | 1
6182 | 29.2 | 23.5 |  |  |  |  | 1
6183 | 31.3 | 25.6 |  |  |  |  | 1
6184 | 34.1 | 28.4 |  |  |  |  | 1
6185 | 33.6 | 27.9 |  |  |  |  | 1
6186 | 33.5 | 27.8 |  |  |  |  | 1
6187 | 31.5 | 25.8 |  |  |  |  | 1
6188 | 30.2 | 24.5 |  |  |  |  | 1
6189 | 28.5 | 22.8 |  |  |  |  | 1
6190 | 24.8 | 19.1 |  |  |  |  | 1
6191 | 25.5 | 19.8 |  |  |  |  | 1
6192 | 23.1 | 17.4 |  |  |  |  | 1
6193 | 21.7 | 15.9 |  |  |  |  | 1
6194 | 20.3 | 14.5 |  |  |  |  | 1
6195 | 20.8 | 15 |  |  |  |  | 1
6196 | 21.8 | 16 |  |  |  |  | 1
6197 | 21.9 | 16.1 |  |  |  |  | 1
6198 | 20.4 | 14.6 |  |  |  |  | 1
6199 | 22.8 | 17 |  |  |  |  | 1
6200 | 23.6 | 17.8 |  |  |  |  | 1
6201 | 22.7 | 16.9 |  |  |  |  | 1
6202 | 27.8 | 22 |  |  |  |  | 1
6203 | 27.5 | 21.7 |  |  |  |  | 1
6204 | 30.4 | 24.6 |  |  |  |  | 1
6205 | 30 | 24.2 |  |  |  |  | 1
6206 | 32.8 | 27 |  |  |  |  | 1
6207 | 34 | 28.2 |  |  |  |  | 1
6208 | 33 | 27.2 |  |  |  |  | 1
6209 | 33.2 | 27.4 |  |  |  |  | 1
6210 | 31.1 | 25.3 |  |  |  |  | 1
6211 | 30.6 | 24.8 |  |  |  |  | 1
6212 | 28.4 | 22.6 |  |  |  |  | 1
6213 | 29.5 | 23.7 |  |  |  |  | 1
6214 | 28.1 | 22.3 |  |  |  |  | 1
6215 | 24.6 | 18.8 |  |  |  |  | 1
6216 | 23.8 | 18 |  |  |  |  | 1
6217 | 21.5 | 15.7 |  |  |  |  | 1
6218 | 19.8 | 14 |  |  |  |  | 1
6219 | 20.1 | 14.3 |  |  |  |  | 1
6220 | 19.1 | 13.3 |  |  |  |  | 1
6221 | 18.4 | 12.6 |  |  |  |  | 1
6222 | 21.7 | 15.9 |  |  |  |  | 1
6223 | 21.1 | 15.3 |  |  |  |  | 1
6224 | 23.5 | 17.7 |  |  |  |  | 1
6225 | 21.8 | 16 |  |  |  |  | 1
6226 | 26.6 | 20.8 |  |  |  |  | 1
6227 | 27.3 | 21.5 |  |  |  |  | 1
6228 | 28.8 | 23 |  |  |  |  | 1
6229 | 31.8 | 26 |  |  |  |  | 1
6230 | 31.6 | 25.8 |  |  |  |  | 1
6231 | 32.7 | 26.9 |  |  |  |  | 1
6232 | 32.6 | 26.8 |  |  |  |  | 1
6233 | 32.9 | 27.1 |  |  |  |  | 1
6234 | 30.8 | 25 |  |  |  |  | 1
6235 | 30.8 | 25 |  |  |  |  | 1
6236 | 29.3 | 23.5 |  |  |  |  | 1
6237 | 28.9 | 23.1 |  |  |  |  | 1
6238 | 25.9 | 20.1 |  |  |  |  | 1
6239 | 25.9 | 20.1 |  |  |  |  | 1
6240 | 24.2 | 18.4 |  |  |  |  | 1
6241 | 21.4 | 15.5 |  |  |  |  | 1
6242 | 22 | 16.1 |  |  |  |  | 1
6243 | 20.1 | 14.2 |  |  |  |  | 1
6244 | 19.6 | 13.7 |  |  |  |  | 1
6245 | 19.6 | 13.7 |  |  |  |  | 1
6246 | 19.9 | 14 |  |  |  |  | 1
6247 | 22.5 | 16.6 |  |  |  |  | 1
6248 | 23.1 | 17.2 |  |  |  |  | 1
6249 | 24.4 | 18.5 |  |  |  |  | 1
6250 | 27.4 | 21.5 |  |  |  |  | 1
6251 | 29 | 23.1 |  |  |  |  | 1
6252 | 29.5 | 23.6 |  |  |  |  | 1
6253 | 28.3 | 22.4 |  |  |  |  | 1
6254 | 32.1 | 26.2 |  |  |  |  | 1
6255 | 29.8 | 23.9 |  |  |  |  | 1
6256 | 31.3 | 25.4 |  |  |  |  | 1
6257 | 32 | 26.1 |  |  |  |  | 1
6258 | 33.4 | 27.5 |  |  |  |  | 1
6259 | 27.6 | 21.7 |  |  |  |  | 1
6260 | 27.5 | 21.6 |  |  |  |  | 1
6261 | 27.1 | 21.2 |  |  |  |  | 1
6262 | 27.2 | 21.3 |  |  |  |  | 1
6263 | 22.9 | 17 |  |  |  |  | 1
6264 | 22.4 | 16.5 |  |  |  |  | 1
6265 | 23.4 | 17.5 |  |  |  |  | 1
6266 | 22.1 | 16.2 |  |  |  |  | 1
6267 | 19.7 | 13.8 |  |  |  |  | 1
6268 | 21.4 | 15.5 |  |  |  |  | 1
6269 | 20.5 | 14.6 |  |  |  |  | 1
6270 | 19.9 | 14 |  |  |  |  | 1
6271 | 21.1 | 15.2 |  |  |  |  | 1
6272 | 22.4 | 16.5 |  |  |  |  | 1
6273 | 23.3 | 17.4 |  |  |  |  | 1
6274 | 26.7 | 20.8 |  |  |  |  | 1
6275 | 29 | 23.1 |  |  |  |  | 1
6276 | 27.5 | 21.6 |  |  |  |  | 1
6277 | 31.2 | 25.3 |  |  |  |  | 1
6278 | 30.1 | 24.2 |  |  |  |  | 1
6279 | 31.9 | 26 |  |  |  |  | 1
6280 | 32.6 | 26.7 |  |  |  |  | 1
6281 | 33.2 | 27.3 |  |  |  |  | 1
6282 | 31.4 | 25.5 |  |  |  |  | 1
6283 | 30.7 | 24.8 |  |  |  |  | 1
6284 | 31.1 | 25.2 |  |  |  |  | 1
6285 | 29.7 | 23.8 |  |  |  |  | 1
6286 | 27.5 | 21.6 |  |  |  |  | 1
6287 | 25.5 | 19.6 |  |  |  |  | 1
6288 | 23.8 | 17.9 |  |  |  |  | 1
6289 | 23.7 | 17.7 |  |  |  |  | 1
6290 | 21.7 | 15.7 |  |  |  |  | 1
6291 | 19.4 | 13.4 |  |  |  |  | 1
6292 | 20.1 | 14.1 |  |  |  |  | 1
6293 | 20.7 | 14.7 |  |  |  |  | 1
6294 | 19.1 | 13.1 |  |  |  |  | 1
6295 | 21.1 | 15.1 |  |  |  |  | 1
6296 | 25.1 | 19.1 |  |  |  |  | 1
6297 | 23.1 | 17.1 |  |  |  |  | 1
6298 | 26.6 | 20.6 |  |  |  |  | 1
6299 | 27.9 | 21.9 |  |  |  |  | 1
6300 | 30.2 | 24.2 |  |  |  |  | 1
6301 | 29.3 | 23.3 |  |  |  |  | 1
6302 | 30.3 | 24.3 |  |  |  |  | 1
6303 | 31.9 | 25.9 |  |  |  |  | 1
6304 | 31.3 | 25.3 |  |  |  |  | 1
6305 | 33.7 | 27.7 |  |  |  |  | 1
6306 | 31.4 | 25.4 |  |  |  |  | 1
6307 | 31.3 | 25.3 |  |  |  |  | 1
6308 | 27.8 | 21.8 |  |  |  |  | 1
6309 | 28.3 | 22.3 |  |  |  |  | 1
6310 | 29 | 23 |  |  |  |  | 1
6311 | 24.4 | 18.4 |  |  |  |  | 1
6312 | 21.7 | 15.7 |  |  |  |  | 1
6313 | 23 | 16.9 |  |  |  |  | 1
6314 | 20.1 | 14 |  |  |  |  | 1
6315 | 18.5 | 12.4 |  |  |  |  | 1
6316 | 18.5 | 12.4 |  |  |  |  | 1
6317 | 18.6 | 12.5 |  |  |  |  | 1
6318 | 21.3 | 15.2 |  |  |  |  | 1
6319 | 20.6 | 14.5 |  |  |  |  | 1
6320 | 21.8 | 15.7 |  |  |  |  | 1
6321 | 23.8 | 17.7 |  |  |  |  | 1
6322 | 26.3 | 20.2 |  |  |  |  | 1
6323 | 28.5 | 22.4 |  |  |  |  | 1
6324 | 30.3 | 24.2 |  |  |  |  | 1
6325 | 29.7 | 23.6 |  |  |  |  | 1
6326 | 32.3 | 26.2 |  |  |  |  | 1
6327 | 30.7 | 24.6 |  |  |  |  | 1
6328 | 33.9 | 27.8 |  |  |  |  | 1
6329 | 32.4 | 26.3 |  |  |  |  | 1
6330 | 31.4 | 25.3 |  |  |  |  | 1
6331 | 28.2 | 22.1 |  |  |  |  | 1
6332 | 30 | 23.9 |  |  |  |  | 1
6333 | 26.8 | 20.7 |  |  |  |  | 1
6334 | 25.1 | 19 |  |  |  |  | 1
6335 | 23.3 | 17.2 |  |  |  |  | 1
6336 | 22.1 | 16 |  |  |  |  | 1
6337 | 22 | 15.9 |  |  |  |  | 1
6338 | 21 | 14.9 |  |  |  |  | 1
6339 | 19.9 | 13.8 |  |  |  |  | 1
6340 | 21.9 | 15.8 |  |  |  |  | 1
6341 | 18.4 | 12.3 |  |  |  |  | 1
6342 | 20.8 | 14.7 |  |  |  |  | 1
6343 | 19.8 | 13.7 |  |  |  |  | 1
6344 | 23.3 | 17.2 |  |  |  |  | 1
6345 | 24.8 | 18.7 |  |  |  |  | 1
6346 | 25.8 | 19.7 |  |  |  |  | 1
6347 | 27.8 | 21.7 |  |  |  |  | 1
6348 | 29.4 | 23.3 |  |  |  |  | 1
6349 | 30.5 | 24.4 |  |  |  |  | 1
6350 | 29.2 | 23.1 |  |  |  |  | 1
6351 | 32.5 | 26.4 |  |  |  |  | 1
6352 | 33.8 | 27.7 |  |  |  |  | 1
6353 | 32.8 | 26.7 |  |  |  |  | 1
6354 | 30.5 | 24.4 |  |  |  |  | 1
6355 | 32.3 | 26.2 |  |  |  |  | 1
6356 | 29 | 22.9 |  |  |  |  | 1
6357 | 28.6 | 22.5 |  |  |  |  | 1
6358 | 26.5 | 20.4 |  |  |  |  | 1
6359 | 25.8 | 19.7 |  |  |  |  | 1
6360 | 20.7 | 14.6 |  |  |  |  | 1
6361 | 20.3 | 14.1 |  |  |  |  | 1
6362 | 20.9 | 14.7 |  |  |  |  | 1
6363 | 19.4 | 13.2 |  |  |  |  | 1
6364 | 19 | 12.8 |  |  |  |  | 1
6365 | 21.5 | 15.3 |  |  |  |  | 1
6366 | 19.6 | 13.4 |  |  |  |  | 1
6367 | 21.6 | 15.4 |  |  |  |  | 1
6368 | 22.9 | 16.7 |  |  |  |  | 1
6369 | 23.6 | 17.4 |  |  |  |  | 1
6370 | 22.7 | 16.5 |  |  |  |  | 1
6371 | 24.8 | 18.6 |  |  |  |  | 1
6372 | 28.2 | 22 |  |  |  |  | 1
6373 | 32.4 | 26.2 |  |  |  |  | 1
6374 | 29.8 | 23.6 |  |  |  |  | 1
6375 | 31.2 | 25 |  |  |  |  | 1
6376 | 34 | 27.8 |  |  |  |  | 1
6377 | 31.3 | 25.1 |  |  |  |  | 1
6378 | 31.3 | 25.1 |  |  |  |  | 1
6379 | 30.1 | 23.9 |  |  |  |  | 1
6380 | 27.5 | 21.3 |  |  |  |  | 1
6381 | 26 | 19.8 |  |  |  |  | 1
6382 | 24.9 | 18.7 |  |  |  |  | 1
6383 | 23.9 | 17.7 |  |  |  |  | 1
6384 | 21.6 | 15.4 |  |  |  |  | 1
6385 | 20.5 | 14.3 |  |  |  |  | 1
6386 | 20.4 | 14.2 |  |  |  |  | 1
6387 | 20.9 | 14.7 |  |  |  |  | 1
6388 | 22.1 | 15.9 |  |  |  |  | 1
6389 | 18.6 | 12.4 |  |  |  |  | 1
6390 | 20.4 | 14.2 |  |  |  |  | 1
6391 | 19.9 | 13.7 |  |  |  |  | 1
6392 | 21.5 | 15.3 |  |  |  |  | 1
6393 | 21.7 | 15.5 |  |  |  |  | 1
6394 | 27.4 | 21.2 |  |  |  |  | 1
6395 | 26.3 | 20.1 |  |  |  |  | 1
6396 | 29.4 | 23.2 |  |  |  |  | 1
6397 | 28.3 | 22.1 |  |  |  |  | 1
6398 | 27.7 | 21.5 |  |  |  |  | 1
6399 | 33.1 | 26.9 |  |  |  |  | 1
6400 | 29.3 | 23.1 |  |  |  |  | 1
6401 | 29.8 | 23.6 |  |  |  |  | 1
6402 | 31.9 | 25.7 |  |  |  |  | 1
6403 | 29.6 | 23.4 |  |  |  |  | 1
6404 | 28.1 | 21.9 |  |  |  |  | 1
6405 | 28.4 | 22.2 |  |  |  |  | 1
6406 | 24.9 | 18.7 |  |  |  |  | 1
6407 | 24.7 | 18.5 |  |  |  |  | 1
6408 | 20.8 | 14.6 |  |  |  |  | 1
6409 | 22.6 | 16.3 |  |  |  |  | 1
6410 | 19.2 | 12.9 |  |  |  |  | 1
6411 | 19.5 | 13.2 |  |  |  |  | 1
6412 | 18.2 | 11.9 |  |  |  |  | 1
6413 | 18.3 | 12 |  |  |  |  | 1
6414 | 19.6 | 13.3 |  |  |  |  | 1
6415 | 22 | 15.7 |  |  |  |  | 1
6416 | 21.8 | 15.5 |  |  |  |  | 1
6417 | 23.8 | 17.5 |  |  |  |  | 1
6418 | 24.5 | 18.2 |  |  |  |  | 1
6419 | 28.2 | 21.9 |  |  |  |  | 1
6420 | 26.3 | 20 |  |  |  |  | 1
6421 | 27.3 | 21 |  |  |  |  | 1
6422 | 32 | 25.7 |  |  |  |  | 1
6423 | 28.3 | 22 |  |  |  |  | 1
6424 | 33.2 | 26.9 |  |  |  |  | 1
6425 | 30.9 | 24.6 |  |  |  |  | 1
6426 | 30.8 | 24.5 |  |  |  |  | 1
6427 | 29.7 | 23.4 |  |  |  |  | 1
6428 | 27.3 | 21 |  |  |  |  | 1
6429 | 27.3 | 21 |  |  |  |  | 1
6430 | 27.5 | 21.2 |  |  |  |  | 1
6431 | 25 | 18.7 |  |  |  |  | 1
6432 | 21.2 | 14.9 |  |  |  |  | 1
6433 | 22.2 | 15.8 |  |  |  |  | 1
6434 | 18.3 | 11.9 |  |  |  |  | 1
6435 | 18.9 | 12.5 |  |  |  |  | 1
6436 | 19.1 | 12.7 |  |  |  |  | 1
6437 | 20.6 | 14.2 |  |  |  |  | 1
6438 | 18.1 | 11.7 |  |  |  |  | 1
6439 | 21.9 | 15.5 |  |  |  |  | 1
6440 | 21.4 | 15 |  |  |  |  | 1
6441 | 21.4 | 15 |  |  |  |  | 1
6442 | 26.1 | 19.7 |  |  |  |  | 1
6443 | 26 | 19.6 |  |  |  |  | 1
6444 | 25.5 | 19.1 |  |  |  |  | 1
6445 | 30.1 | 23.7 |  |  |  |  | 1
6446 | 28.1 | 21.7 |  |  |  |  | 1
6447 | 30.3 | 23.9 |  |  |  |  | 1
6448 | 29.6 | 23.2 |  |  |  |  | 1
6449 | 29.7 | 23.3 |  |  |  |  | 1
6450 | 31.4 | 25 |  |  |  |  | 1
6451 | 29.9 | 23.5 |  |  |  |  | 1
6452 | 26.1 | 19.7 |  |  |  |  | 1
6453 | 26.2 | 19.8 |  |  |  |  | 1
6454 | 25 | 18.6 |  |  |  |  | 1
6455 | 25 | 18.6 |  |  |  |  | 1
6456 | 22.5 | 16.1 |  |  |  |  | 1
6457 | 19 | 12.6 |  |  |  |  | 1
6458 | 18 | 11.6 |  |  |  |  | 1
6459 | 19.7 | 13.3 |  |  |  |  | 1
6460 | 19.6 | 13.2 |  |  |  |  | 1
6461 | 18.2 | 11.8 |  |  |  |  | 1
6462 | 18.8 | 12.4 |  |  |  |  | 1
6463 | 21.1 | 14.7 |  |  |  |  | 1
6464 | 22.1 | 15.7 |  |  |  |  | 1
6465 | 20 | 13.6 |  |  |  |  | 1
6466 | 24.4 | 18 |  |  |  |  | 1
6467 | 27.3 | 20.9 |  |  |  |  | 1
6468 | 25.9 | 19.5 |  |  |  |  | 1
6469 | 30 | 23.6 |  |  |  |  | 1
6470 | 28.4 | 22 |  |  |  |  | 1
6471 | 30.8 | 24.4 |  |  |  |  | 1
6472 | 29.7 | 23.3 |  |  |  |  | 1
6473 | 28.6 | 22.2 |  |  |  |  | 1
6474 | 30.2 | 23.8 |  |  |  |  | 1
6475 | 28.8 | 22.4 |  |  |  |  | 1
6476 | 29.5 | 23.1 |  |  |  |  | 1
6477 | 27.3 | 20.9 |  |  |  |  | 1
6478 | 22.8 | 16.4 |  |  |  |  | 1
6479 | 23.6 | 17.2 |  |  |  |  | 1
6480 | 22.9 | 16.5 |  |  |  |  | 1
6481 | 21.3 | 14.8 |  |  |  |  | 1
6482 | 21.6 | 15.1 |  |  |  |  | 1
6483 | 21.1 | 14.6 |  |  |  |  | 1
6484 | 17.7 | 11.2 |  |  |  |  | 1
6485 | 19.2 | 12.7 |  |  |  |  | 1
6486 | 22.2 | 15.7 |  |  |  |  | 1
6487 | 21.8 | 15.3 |  |  |  |  | 1
6488 | 20.7 | 14.2 |  |  |  |  | 1
6489 | 21.1 | 14.6 |  |  |  |  | 1
6490 | 22.7 | 16.2 |  |  |  |  | 1
6491 | 26.9 | 20.4 |  |  |  |  | 1
6492 | 27.4 | 20.9 |  |  |  |  | 1
6493 | 28.6 | 22.1 |  |  |  |  | 1
6494 | 29 | 22.5 |  |  |  |  | 1
6495 | 29.3 | 22.8 |  |  |  |  | 1
6496 | 31.3 | 24.8 |  |  |  |  | 1
6497 | 30.3 | 23.8 |  |  |  |  | 1
6498 | 30.2 | 23.7 |  |  |  |  | 1
6499 | 26.8 | 20.3 |  |  |  |  | 1
6500 | 29.7 | 23.2 |  |  |  |  | 1
6501 | 27.5 | 21 |  |  |  |  | 1
6502 | 25.8 | 19.3 |  |  |  |  | 1
6503 | 20.5 | 14 |  |  |  |  | 1
6504 | 22.6 | 16.1 |  |  |  |  | 1
6505 | 18.4 | 11.8 |  |  |  |  | 1
6506 | 19.7 | 13.1 |  |  |  |  | 1
6507 | 19.9 | 13.3 |  |  |  |  | 1
6508 | 19.6 | 13 |  |  |  |  | 1
6509 | 19.4 | 12.8 |  |  |  |  | 1
6510 | 21.4 | 14.8 |  |  |  |  | 1
6511 | 20.3 | 13.7 |  |  |  |  | 1
6512 | 20.4 | 13.8 |  |  |  |  | 1
6513 | 22.2 | 15.6 |  |  |  |  | 1
6514 | 24.4 | 17.8 |  |  |  |  | 1
6515 | 26.9 | 20.3 |  |  |  |  | 1
6516 | 26.1 | 19.5 |  |  |  |  | 1
6517 | 29.6 | 23 |  |  |  |  | 1
6518 | 29.5 | 22.9 |  |  |  |  | 1
6519 | 29.6 | 23 |  |  |  |  | 1
6520 | 29.2 | 22.6 |  |  |  |  | 1
6521 | 29.6 | 23 |  |  |  |  | 1
6522 | 29.9 | 23.3 |  |  |  |  | 1
6523 | 28.3 | 21.7 |  |  |  |  | 1
6524 | 28.2 | 21.6 |  |  |  |  | 1
6525 | 24 | 17.4 |  |  |  |  | 1
6526 | 22.6 | 16 |  |  |  |  | 1
6527 | 21.5 | 14.9 |  |  |  |  | 1
6528 | 22.7 | 16.1 |  |  |  |  | 1
6529 | 19.7 | 13.1 |  |  |  |  | 1
6530 | 19 | 12.4 |  |  |  |  | 1
6531 | 19.1 | 12.5 |  |  |  |  | 1
6532 | 18.9 | 12.3 |  |  |  |  | 1
6533 | 17.7 | 11.1 |  |  |  |  | 1
6534 | 17.2 | 10.6 |  |  |  |  | 1
6535 | 19.5 | 12.9 |  |  |  |  | 1
6536 | 19.3 | 12.7 |  |  |  |  | 1
6537 | 22.5 | 15.9 |  |  |  |  | 1
6538 | 23.2 | 16.6 |  |  |  |  | 1
6539 | 26 | 19.4 |  |  |  |  | 1
6540 | 27.4 | 20.8 |  |  |  |  | 1
6541 | 28 | 21.4 |  |  |  |  | 1
6542 | 30.1 | 23.5 |  |  |  |  | 1
6543 | 33.3 | 26.7 |  |  |  |  | 1
6544 | 27.9 | 21.3 |  |  |  |  | 1
6545 | 32.9 | 26.3 |  |  |  |  | 1
6546 | 28.2 | 21.6 |  |  |  |  | 1
6547 | 26.8 | 20.2 |  |  |  |  | 1
6548 | 26 | 19.4 |  |  |  |  | 1
6549 | 26.6 | 20 |  |  |  |  | 1
6550 | 24.4 | 17.8 |  |  |  |  | 1
6551 | 21.9 | 15.3 |  |  |  |  | 1
6552 | 20.5 | 13.9 |  |  |  |  | 1
6553 | 18.8 | 12.1 |  |  |  |  | 1
6554 | 19.5 | 12.8 |  |  |  |  | 1
6555 | 19.7 | 13 |  |  |  |  | 1
6556 | 17.6 | 10.9 |  |  |  |  | 1
6557 | 17.3 | 10.6 |  |  |  |  | 1
6558 | 18.3 | 11.6 |  |  |  |  | 1
6559 | 16.9 | 10.2 |  |  |  |  | 1
6560 | 20.9 | 14.2 |  |  |  |  | 1
6561 | 22.9 | 16.2 |  |  |  |  | 1
6562 | 23.5 | 16.8 |  |  |  |  | 1
6563 | 24.9 | 18.2 |  |  |  |  | 1
6564 | 28.3 | 21.6 |  |  |  |  | 1
6565 | 28.6 | 21.9 |  |  |  |  | 1
6566 | 29.6 | 22.9 |  |  |  |  | 1
6567 | 30.4 | 23.7 |  |  |  |  | 1
6568 | 30.1 | 23.4 |  |  |  |  | 1
6569 | 31.3 | 24.6 |  |  |  |  | 1
6570 | 27.5 | 20.8 |  |  |  |  | 1
6571 | 28.2 | 21.5 |  |  |  |  | 1
6572 | 24.2 | 17.5 |  |  |  |  | 1
6573 | 25 | 18.3 |  |  |  |  | 1
6574 | 26.4 | 19.7 |  |  |  |  | 1
6575 | 20.9 | 14.2 |  |  |  |  | 1
6576 | 19.6 | 12.9 |  |  |  |  | 1
6577 | 19.4 | 12.7 |  |  |  |  | 1
6578 | 19.6 | 12.9 |  |  |  |  | 1
6579 | 18.8 | 12.1 |  |  |  |  | 1
6580 | 17.1 | 10.4 |  |  |  |  | 1
6581 | 20 | 13.3 |  |  |  |  | 1
6582 | 18.5 | 11.8 |  |  |  |  | 1
6583 | 20.9 | 14.2 |  |  |  |  | 1
6584 | 22.7 | 16 |  |  |  |  | 1
6585 | 21 | 14.3 |  |  |  |  | 1
6586 | 22 | 15.3 |  |  |  |  | 1
6587 | 26 | 19.3 |  |  |  |  | 1
6588 | 27 | 20.3 |  |  |  |  | 1
6589 | 28 | 21.3 |  |  |  |  | 1
6590 | 29.3 | 22.6 |  |  |  |  | 1
6591 | 29.4 | 22.7 |  |  |  |  | 1
6592 | 31.6 | 24.9 |  |  |  |  | 1
6593 | 25.9 | 19.2 |  |  |  |  | 1
6594 | 30.5 | 23.8 |  |  |  |  | 1
6595 | 28.3 | 21.6 |  |  |  |  | 1
6596 | 26.6 | 19.9 |  |  |  |  | 1
6597 | 24.1 | 17.4 |  |  |  |  | 1
6598 | 25.2 | 18.5 |  |  |  |  | 1
6599 | 20.8 | 14.1 |  |  |  |  | 1
6600 | 20.9 | 14.2 |  |  |  |  | 1
6601 | 20.7 | 13.9 |  |  |  |  | 1
6602 | 16.4 | 9.6 |  |  |  |  | 1
6603 | 18.1 | 11.3 |  |  |  |  | 1
6604 | 17.9 | 11.1 |  |  |  |  | 1
6605 | 18.3 | 11.5 |  |  |  |  | 1
6606 | 17.8 | 11 |  |  |  |  | 1
6607 | 20 | 13.2 |  |  |  |  | 1
6608 | 21.8 | 15 |  |  |  |  | 1
6609 | 21.6 | 14.8 |  |  |  |  | 1
6610 | 26.1 | 19.3 |  |  |  |  | 1
6611 | 23.7 | 16.9 |  |  |  |  | 1
6612 | 25.7 | 18.9 |  |  |  |  | 1
6613 | 29.2 | 22.4 |  |  |  |  | 1
6614 | 28.5 | 21.7 |  |  |  |  | 1
6615 | 28.2 | 21.4 |  |  |  |  | 1
6616 | 29 | 22.2 |  |  |  |  | 1
6617 | 31.2 | 24.4 |  |  |  |  | 1
6618 | 29.7 | 22.9 |  |  |  |  | 1
6619 | 26.7 | 19.9 |  |  |  |  | 1
6620 | 24.3 | 17.5 |  |  |  |  | 1
6621 | 26.9 | 20.1 |  |  |  |  | 1
6622 | 23.9 | 17.1 |  |  |  |  | 1
6623 | 21.5 | 14.7 |  |  |  |  | 1
6624 | 19.5 | 12.7 |  |  |  |  | 1
6625 | 16.6 | 9.7 |  |  |  |  | 1
6626 | 16.6 | 9.7 |  |  |  |  | 1
6627 | 17.9 | 11 |  |  |  |  | 1
6628 | 16.8 | 9.9 |  |  |  |  | 1
6629 | 19.5 | 12.6 |  |  |  |  | 1
6630 | 19.3 | 12.4 |  |  |  |  | 1
6631 | 18.4 | 11.5 |  |  |  |  | 1
6632 | 19.3 | 12.4 |  |  |  |  | 1
6633 | 23.4 | 16.5 |  |  |  |  | 1
6634 | 22.9 | 16 |  |  |  |  | 1
6635 | 28.1 | 21.2 |  |  |  |  | 1
6636 | 26.5 | 19.6 |  |  |  |  | 1
6637 | 26 | 19.1 |  |  |  |  | 1
6638 | 26.1 | 19.2 |  |  |  |  | 1
6639 | 28.3 | 21.4 |  |  |  |  | 1
6640 | 31.1 | 24.2 |  |  |  |  | 1
6641 | 28.9 | 22 |  |  |  |  | 1
6642 | 25.6 | 18.7 |  |  |  |  | 1
6643 | 26.9 | 20 |  |  |  |  | 1
6644 | 26 | 19.1 |  |  |  |  | 1
6645 | 26.6 | 19.7 |  |  |  |  | 1
6646 | 23.9 | 17 |  |  |  |  | 1
6647 | 21.6 | 14.7 |  |  |  |  | 1
6648 | 20.7 | 13.8 |  |  |  |  | 1
6649 | 21.6 | 14.7 |  |  |  |  | 1
6650 | 19.2 | 12.3 |  |  |  |  | 1
6651 | 16.5 | 9.6 |  |  |  |  | 1
6652 | 18 | 11.1 |  |  |  |  | 1
6653 | 18.7 | 11.8 |  |  |  |  | 1
6654 | 20.8 | 13.9 |  |  |  |  | 1
6655 | 19.3 | 12.4 |  |  |  |  | 1
6656 | 19.8 | 12.9 |  |  |  |  | 1
6657 | 22 | 15.1 |  |  |  |  | 1
6658 | 22.6 | 15.7 |  |  |  |  | 1
6659 | 24.9 | 18 |  |  |  |  | 1
6660 | 25.2 | 18.3 |  |  |  |  | 1
6661 | 27.4 | 20.5 |  |  |  |  | 1
6662 | 26.6 | 19.7 |  |  |  |  | 1
6663 | 30 | 23.1 |  |  |  |  | 1
6664 | 30.1 | 23.2 |  |  |  |  | 1
6665 | 27 | 20.1 |  |  |  |  | 1
6666 | 29.3 | 22.4 |  |  |  |  | 1
6667 | 26.7 | 19.8 |  |  |  |  | 1
6668 | 27.9 | 21 |  |  |  |  | 1
6669 | 25.9 | 19 |  |  |  |  | 1
6670 | 24.5 | 17.6 |  |  |  |  | 1
6671 | 22.3 | 15.4 |  |  |  |  | 1
6672 | 18.9 | 12 |  |  |  |  | 1
6673 | 16.2 | 9.2 |  |  |  |  | 1
6674 | 17.9 | 10.9 |  |  |  |  | 1
6675 | 15.6 | 8.6 |  |  |  |  | 1
6676 | 17.2 | 10.2 |  |  |  |  | 1
6677 | 15.4 | 8.4 |  |  |  |  | 1
6678 | 18.7 | 11.7 |  |  |  |  | 1
6679 | 19.3 | 12.3 |  |  |  |  | 1
6680 | 18.4 | 11.4 |  |  |  |  | 1
6681 | 20.3 | 13.3 |  |  |  |  | 1
6682 | 23.5 | 16.5 |  |  |  |  | 1
6683 | 25.6 | 18.6 |  |  |  |  | 1
6684 | 26.2 | 19.2 |  |  |  |  | 1
6685 | 26.4 | 19.4 |  |  |  |  | 1
6686 | 28.4 | 21.4 |  |  |  |  | 1
6687 | 28.5 | 21.5 |  |  |  |  | 1
6688 | 28.3 | 21.3 |  |  |  |  | 1
6689 | 27.1 | 20.1 |  |  |  |  | 1
6690 | 28.2 | 21.2 |  |  |  |  | 1
6691 | 26.2 | 19.2 |  |  |  |  | 1
6692 | 25.8 | 18.8 |  |  |  |  | 1
6693 | 22.1 | 15.1 |  |  |  |  | 1
6694 | 24 | 17 |  |  |  |  | 1
6695 | 20.7 | 13.7 |  |  |  |  | 1
6696 | 20.1 | 13.1 |  |  |  |  | 1
6697 | 20.3 | 13.2 |  |  |  |  | 1
6698 | 19.4 | 12.3 |  |  |  |  | 1
6699 | 17.8 | 10.7 |  |  |  |  | 1
6700 | 15.5 | 8.4 |  |  |  |  | 1
6701 | 16.9 | 9.8 |  |  |  |  | 1
6702 | 17.9 | 10.8 |  |  |  |  | 1
6703 | 18.8 | 11.7 |  |  |  |  | 1
6704 | 19.9 | 12.8 |  |  |  |  | 1
6705 | 22.2 | 15.1 |  |  |  |  | 1
6706 | 23.6 | 16.5 |  |  |  |  | 1
6707 | 25.8 | 18.7 |  |  |  |  | 1
6708 | 26.8 | 19.7 |  |  |  |  | 1
6709 | 26.2 | 19.1 |  |  |  |  | 1
6710 | 27.6 | 20.5 |  |  |  |  | 1
6711 | 28.5 | 21.4 |  |  |  |  | 1
6712 | 29.3 | 22.2 |  |  |  |  | 1
6713 | 28 | 20.9 |  |  |  |  | 1
6714 | 27.9 | 20.8 |  |  |  |  | 1
6715 | 26.6 | 19.5 |  |  |  |  | 1
6716 | 25.1 | 18 |  |  |  |  | 1
6717 | 24.8 | 17.7 |  |  |  |  | 1
6718 | 23.9 | 16.8 |  |  |  |  | 1
6719 | 23.3 | 16.2 |  |  |  |  | 1
6720 | 21 | 13.9 |  |  |  |  | 1
6721 | 17.8 | 10.7 |  |  |  |  | 1
6722 | 18.9 | 11.8 |  |  |  |  | 1
6723 | 15.1 | 8 |  |  |  |  | 1
6724 | 17.1 | 10 |  |  |  |  | 1
6725 | 16.1 | 9 |  |  |  |  | 1
6726 | 16.7 | 9.6 |  |  |  |  | 1
6727 | 20.7 | 13.6 |  |  |  |  | 1
6728 | 19.1 | 12 |  |  |  |  | 1
6729 | 21.3 | 14.2 |  |  |  |  | 1
6730 | 23.3 | 16.2 |  |  |  |  | 1
6731 | 24.1 | 17 |  |  |  |  | 1
6732 | 23.9 | 16.8 |  |  |  |  | 1
6733 | 27.2 | 20.1 |  |  |  |  | 1
6734 | 27.3 | 20.2 |  |  |  |  | 1
6735 | 28.2 | 21.1 |  |  |  |  | 1
6736 | 28.5 | 21.4 |  |  |  |  | 1
6737 | 28.9 | 21.8 |  |  |  |  | 1
6738 | 28.3 | 21.2 |  |  |  |  | 1
6739 | 25 | 17.9 |  |  |  |  | 1
6740 | 25.8 | 18.7 |  |  |  |  | 1
6741 | 26.2 | 19.1 |  |  |  |  | 1
6742 | 20.3 | 13.2 |  |  |  |  | 1
6743 | 19.9 | 12.8 |  |  |  |  | 1
6744 | 18.7 | 11.6 |  |  |  |  | 1
6745 | 15.7 | 8.5 |  |  |  |  | 1
6746 | 15 | 7.8 |  |  |  |  | 1
6747 | 15.4 | 8.2 |  |  |  |  | 1
6748 | 17.7 | 10.5 |  |  |  |  | 1
6749 | 16.1 | 8.9 |  |  |  |  | 1
6750 | 16 | 8.8 |  |  |  |  | 1
6751 | 17.9 | 10.7 |  |  |  |  | 1
6752 | 19.9 | 12.7 |  |  |  |  | 1
6753 | 21.4 | 14.2 |  |  |  |  | 1
6754 | 22.4 | 15.2 |  |  |  |  | 1
6755 | 27.1 | 19.9 |  |  |  |  | 1
6756 | 25.7 | 18.5 |  |  |  |  | 1
6757 | 27.1 | 19.9 |  |  |  |  | 1
6758 | 26.9 | 19.7 |  |  |  |  | 1
6759 | 27.1 | 19.9 |  |  |  |  | 1
6760 | 27 | 19.8 |  |  |  |  | 1
6761 | 26.6 | 19.4 |  |  |  |  | 1
6762 | 28.2 | 21 |  |  |  |  | 1
6763 | 26.8 | 19.6 |  |  |  |  | 1
6764 | 24.6 | 17.4 |  |  |  |  | 1
6765 | 23.5 | 16.3 |  |  |  |  | 1
6766 | 23.6 | 16.4 |  |  |  |  | 1
6767 | 20.6 | 13.4 |  |  |  |  | 1
6768 | 19.4 | 12.2 |  |  |  |  | 1
6769 | 18.3 | 11 |  |  |  |  | 1
6770 | 17.6 | 10.3 |  |  |  |  | 1
6771 | 15.5 | 8.2 |  |  |  |  | 1
6772 | 13.2 | 5.9 |  |  |  |  | 1
6773 | 14 | 6.7 |  |  |  |  | 1
6774 | 17.4 | 10.1 |  |  |  |  | 1
6775 | 17.2 | 9.9 |  |  |  |  | 1
6776 | 18.7 | 11.4 |  |  |  |  | 1
6777 | 18.5 | 11.2 |  |  |  |  | 1
6778 | 21.2 | 13.9 |  |  |  |  | 1
6779 | 23.9 | 16.6 |  |  |  |  | 1
6780 | 25.2 | 17.9 |  |  |  |  | 1
6781 | 25.1 | 17.8 |  |  |  |  | 1
6782 | 26 | 18.7 |  |  |  |  | 1
6783 | 30.3 | 23 |  |  |  |  | 1
6784 | 27.9 | 20.6 |  |  |  |  | 1
6785 | 27.8 | 20.5 |  |  |  |  | 1
6786 | 25.7 | 18.4 |  |  |  |  | 1
6787 | 25.5 | 18.2 |  |  |  |  | 1
6788 | 24.8 | 17.5 |  |  |  |  | 1
6789 | 22.3 | 15 |  |  |  |  | 1
6790 | 22.3 | 15 |  |  |  |  | 1
6791 | 19.2 | 11.9 |  |  |  |  | 1
6792 | 18.3 | 11 |  |  |  |  | 1
6793 | 16.8 | 9.5 |  |  |  |  | 1
6794 | 14.8 | 7.5 |  |  |  |  | 1
6795 | 14.3 | 7 |  |  |  |  | 1
6796 | 16.1 | 8.8 |  |  |  |  | 1
6797 | 14.9 | 7.6 |  |  |  |  | 1
6798 | 16.5 | 9.2 |  |  |  |  | 1
6799 | 17.5 | 10.2 |  |  |  |  | 1
6800 | 19.4 | 12.1 |  |  |  |  | 1
6801 | 21.4 | 14.1 |  |  |  |  | 1
6802 | 21.2 | 13.9 |  |  |  |  | 1
6803 | 22.1 | 14.8 |  |  |  |  | 1
6804 | 25.2 | 17.9 |  |  |  |  | 1
6805 | 27.2 | 19.9 |  |  |  |  | 1
6806 | 26.7 | 19.4 |  |  |  |  | 1
6807 | 27.7 | 20.4 |  |  |  |  | 1
6808 | 27.7 | 20.4 |  |  |  |  | 1
6809 | 27.6 | 20.3 |  |  |  |  | 1
6810 | 27.9 | 20.6 |  |  |  |  | 1
6811 | 25.7 | 18.4 |  |  |  |  | 1
6812 | 25.7 | 18.4 |  |  |  |  | 1
6813 | 24 | 16.7 |  |  |  |  | 1
6814 | 24.5 | 17.2 |  |  |  |  | 1
6815 | 19.5 | 12.2 |  |  |  |  | 1
6816 | 20.3 | 13 |  |  |  |  | 1
6817 | 18.5 | 11.1 |  |  |  |  | 1
6818 | 15.1 | 7.7 |  |  |  |  | 1
6819 | 16.6 | 9.2 |  |  |  |  | 1
6820 | 16.5 | 9.1 |  |  |  |  | 1
6821 | 15.2 | 7.8 |  |  |  |  | 1
6822 | 13.6 | 6.2 |  |  |  |  | 1
6823 | 18.4 | 11 |  |  |  |  | 1
6824 | 17.2 | 9.8 |  |  |  |  | 1
6825 | 20 | 12.6 |  |  |  |  | 1
6826 | 19.6 | 12.2 |  |  |  |  | 1
6827 | 24 | 16.6 |  |  |  |  | 1
6828 | 22.5 | 15.1 |  |  |  |  | 1
6829 | 25.3 | 17.9 |  |  |  |  | 1
6830 | 26.3 | 18.9 |  |  |  |  | 1
6831 | 27.5 | 20.1 |  |  |  |  | 1
6832 | 26 | 18.6 |  |  |  |  | 1
6833 | 28.1 | 20.7 |  |  |  |  | 1
6834 | 27.5 | 20.1 |  |  |  |  | 1
6835 | 25.6 | 18.2 |  |  |  |  | 1
6836 | 24.4 | 17 |  |  |  |  | 1
6837 | 20 | 12.6 |  |  |  |  | 1
6838 | 23.7 | 16.3 |  |  |  |  | 1
6839 | 19.9 | 12.5 |  |  |  |  | 1
6840 | 19.5 | 12.1 |  |  |  |  | 1
6841 | 17.5 | 10 |  |  |  |  | 1
6842 | 16.4 | 8.9 |  |  |  |  | 1
6843 | 16.6 | 9.1 |  |  |  |  | 1
6844 | 14.8 | 7.3 |  |  |  |  | 1
6845 | 17 | 9.5 |  |  |  |  | 1
6846 | 18.2 | 10.7 |  |  |  |  | 1
6847 | 17.5 | 10 |  |  |  |  | 1
6848 | 18.4 | 10.9 |  |  |  |  | 1
6849 | 21.2 | 13.7 |  |  |  |  | 1
6850 | 22 | 14.5 |  |  |  |  | 1
6851 | 22.6 | 15.1 |  |  |  |  | 1
6852 | 24.1 | 16.6 |  |  |  |  | 1
6853 | 25.9 | 18.4 |  |  |  |  | 1
6854 | 27.7 | 20.2 |  |  |  |  | 1
6855 | 26.7 | 19.2 |  |  |  |  | 1
6856 | 28.5 | 21 |  |  |  |  | 1
6857 | 29.7 | 22.2 |  |  |  |  | 1
6858 | 27.5 | 20 |  |  |  |  | 1
6859 | 25.7 | 18.2 |  |  |  |  | 1
6860 | 25.2 | 17.7 |  |  |  |  | 1
6861 | 22.6 | 15.1 |  |  |  |  | 1
6862 | 20.2 | 12.7 |  |  |  |  | 1
6863 | 19.1 | 11.6 |  |  |  |  | 1
6864 | 16.9 | 9.4 |  |  |  |  | 1
6865 | 18.3 | 10.7 |  |  |  |  | 1
6866 | 15.6 | 8 |  |  |  |  | 1
6867 | 13.3 | 5.7 |  |  |  |  | 1
6868 | 16 | 8.4 |  |  |  |  | 1
6869 | 16 | 8.4 |  |  |  |  | 1
6870 | 16.5 | 8.9 |  |  |  |  | 1
6871 | 15.5 | 7.9 |  |  |  |  | 1
6872 | 17 | 9.4 |  |  |  |  | 1
6873 | 21.9 | 14.3 |  |  |  |  | 1
6874 | 20.6 | 13 |  |  |  |  | 1
6875 | 23.4 | 15.8 |  |  |  |  | 1
6876 | 24.5 | 16.9 |  |  |  |  | 1
6877 | 23.9 | 16.3 |  |  |  |  | 1
6878 | 24.8 | 17.2 |  |  |  |  | 1
6879 | 27.7 | 20.1 |  |  |  |  | 1
6880 | 27 | 19.4 |  |  |  |  | 1
6881 | 26.8 | 19.2 |  |  |  |  | 1
6882 | 27.8 | 20.2 |  |  |  |  | 1
6883 | 23.6 | 16 |  |  |  |  | 1
6884 | 24.3 | 16.7 |  |  |  |  | 1
6885 | 24.3 | 16.7 |  |  |  |  | 1
6886 | 22.4 | 14.8 |  |  |  |  | 1
6887 | 19.5 | 11.9 |  |  |  |  | 1
6888 | 18.9 | 11.3 |  |  |  |  | 1
6889 | 17.6 | 10 |  |  |  |  | 1
6890 | 14.9 | 7.3 |  |  |  |  | 1
6891 | 13.6 | 6 |  |  |  |  | 1
6892 | 16.2 | 8.6 |  |  |  |  | 1
6893 | 15.4 | 7.8 |  |  |  |  | 1
6894 | 18.1 | 10.5 |  |  |  |  | 1
6895 | 16.1 | 8.5 |  |  |  |  | 1
6896 | 19.3 | 11.7 |  |  |  |  | 1
6897 | 20.6 | 13 |  |  |  |  | 1
6898 | 21.7 | 14.1 |  |  |  |  | 1
6899 | 22.7 | 15.1 |  |  |  |  | 1
6900 | 23 | 15.4 |  |  |  |  | 1
6901 | 25 | 17.4 |  |  |  |  | 1
6902 | 25.7 | 18.1 |  |  |  |  | 1
6903 | 27 | 19.4 |  |  |  |  | 1
6904 | 25.9 | 18.3 |  |  |  |  | 1
6905 | 27.2 | 19.6 |  |  |  |  | 1
6906 | 28.5 | 20.9 |  |  |  |  | 1
6907 | 24.3 | 16.7 |  |  |  |  | 1
6908 | 24.8 | 17.2 |  |  |  |  | 1
6909 | 20.4 | 12.8 |  |  |  |  | 1
6910 | 21.7 | 14.1 |  |  |  |  | 1
6911 | 19.9 | 12.3 |  |  |  |  | 1
6912 | 17 | 9.4 |  |  |  |  | 1
6913 | 17.3 | 9.6 |  |  |  |  | 1
6914 | 15.9 | 8.2 |  |  |  |  | 1
6915 | 17.3 | 9.6 |  |  |  |  | 1
6916 | 15.1 | 7.4 |  |  |  |  | 1
6917 | 15.6 | 7.9 |  |  |  |  | 1
6918 | 15.6 | 7.9 |  |  |  |  | 1
6919 | 15.3 | 7.6 |  |  |  |  | 1
6920 | 21.1 | 13.4 |  |  |  |  | 1
6921 | 19.6 | 11.9 |  |  |  |  | 1
6922 | 21.3 | 13.6 |  |  |  |  | 1
6923 | 22.6 | 14.9 |  |  |  |  | 1
6924 | 22.2 | 14.5 |  |  |  |  | 1
6925 | 23.5 | 15.8 |  |  |  |  | 1
6926 | 24.1 | 16.4 |  |  |  |  | 1
6927 | 28.3 | 20.6 |  |  |  |  | 1
6928 | 27.5 | 19.8 |  |  |  |  | 1
6929 | 26.3 | 18.6 |  |  |  |  | 1
6930 | 24.4 | 16.7 |  |  |  |  | 1
6931 | 24.2 | 16.5 |  |  |  |  | 1
6932 | 23.8 | 16.1 |  |  |  |  | 1
6933 | 21 | 13.3 |  |  |  |  | 1
6934 | 22 | 14.3 |  |  |  |  | 1
6935 | 18.4 | 10.7 |  |  |  |  | 1
6936 | 17.6 | 9.9 |  |  |  |  | 1
6937 | 16.4 | 8.6 |  |  |  |  | 1
6938 | 12.9 | 5.1 |  |  |  |  | 1
6939 | 15.9 | 8.1 |  |  |  |  | 1
6940 | 14.8 | 7 |  |  |  |  | 1
6941 | 12.3 | 4.5 |  |  |  |  | 1
6942 | 15.1 | 7.3 |  |  |  |  | 1
6943 | 16.1 | 8.3 |  |  |  |  | 1
6944 | 16.5 | 8.7 |  |  |  |  | 1
6945 | 19.6 | 11.8 |  |  |  |  | 1
6946 | 22.2 | 14.4 |  |  |  |  | 1
6947 | 22.7 | 14.9 |  |  |  |  | 1
6948 | 22 | 14.2 |  |  |  |  | 1
6949 | 24.2 | 16.4 |  |  |  |  | 1
6950 | 23.5 | 15.7 |  |  |  |  | 1
6951 | 26.8 | 19 |  |  |  |  | 1
6952 | 25.5 | 17.7 |  |  |  |  | 1
6953 | 26.8 | 19 |  |  |  |  | 1
6954 | 26.9 | 19.1 |  |  |  |  | 1
6955 | 26 | 18.2 |  |  |  |  | 1
6956 | 24 | 16.2 |  |  |  |  | 1
6957 | 22 | 14.2 |  |  |  |  | 1
6958 | 18.8 | 11 |  |  |  |  | 1
6959 | 21.8 | 14 |  |  |  |  | 1
6960 | 20.4 | 12.6 |  |  |  |  | 1
6961 | 16.2 | 8.4 |  |  |  |  | 1
6962 | 15.8 | 8 |  |  |  |  | 1
6963 | 13.3 | 5.5 |  |  |  |  | 1
6964 | 14.1 | 6.3 |  |  |  |  | 1
6965 | 14.8 | 7 |  |  |  |  | 1
6966 | 14.6 | 6.8 |  |  |  |  | 1
6967 | 18.4 | 10.6 |  |  |  |  | 1
6968 | 17.9 | 10.1 |  |  |  |  | 1
6969 | 18.2 | 10.4 |  |  |  |  | 1
6970 | 20 | 12.2 |  |  |  |  | 1
6971 | 22.4 | 14.6 |  |  |  |  | 1
6972 | 21.6 | 13.8 |  |  |  |  | 1
6973 | 25.3 | 17.5 |  |  |  |  | 1
6974 | 25.7 | 17.9 |  |  |  |  | 1
6975 | 27.4 | 19.6 |  |  |  |  | 1
6976 | 26.9 | 19.1 |  |  |  |  | 1
6977 | 25.5 | 17.7 |  |  |  |  | 1
6978 | 24.9 | 17.1 |  |  |  |  | 1
6979 | 26.4 | 18.6 |  |  |  |  | 1
6980 | 24 | 16.2 |  |  |  |  | 1
6981 | 22.8 | 15 |  |  |  |  | 1
6982 | 21.2 | 13.4 |  |  |  |  | 1
6983 | 18.9 | 11.1 |  |  |  |  | 1
6984 | 16.2 | 8.4 |  |  |  |  | 1
6985 | 18.2 | 10.3 |  |  |  |  | 1
6986 | 14.9 | 7 |  |  |  |  | 1
6987 | 16.1 | 8.2 |  |  |  |  | 1
6988 | 14.2 | 6.3 |  |  |  |  | 1
6989 | 15.8 | 7.9 |  |  |  |  | 1
6990 | 14.1 | 6.2 |  |  |  |  | 1
6991 | 14.5 | 6.6 |  |  |  |  | 1
6992 | 17 | 9.1 |  |  |  |  | 1
6993 | 18.2 | 10.3 |  |  |  |  | 1
6994 | 21.1 | 13.2 |  |  |  |  | 1
6995 | 22.3 | 14.4 |  |  |  |  | 1
6996 | 21.5 | 13.6 |  |  |  |  | 1
6997 | 23.7 | 15.8 |  |  |  |  | 1
6998 | 23.8 | 15.9 |  |  |  |  | 1
6999 | 25.2 | 17.3 |  |  |  |  | 1
7000 | 26.2 | 18.3 |  |  |  |  | 1
7001 | 25.4 | 17.5 |  |  |  |  | 1
7002 | 26.9 | 19 |  |  |  |  | 1
7003 | 25.1 | 17.2 |  |  |  |  | 1
7004 | 22.3 | 14.4 |  |  |  |  | 1
7005 | 23.4 | 15.5 |  |  |  |  | 1
7006 | 21.4 | 13.5 |  |  |  |  | 1
7007 | 19 | 11.1 |  |  |  |  | 1
7008 | 16.9 | 9 |  |  |  |  | 1
7009 | 18.2 | 10.2 |  |  |  |  | 1
7010 | 15.9 | 7.9 |  |  |  |  | 1
7011 | 13 | 5 |  |  |  |  | 1
7012 | 14.3 | 6.3 |  |  |  |  | 1
7013 | 13.3 | 5.3 |  |  |  |  | 1
7014 | 16 | 8 |  |  |  |  | 1
7015 | 14.6 | 6.6 |  |  |  |  | 1
7016 | 16.3 | 8.3 |  |  |  |  | 1
7017 | 17.8 | 9.8 |  |  |  |  | 1
7018 | 20.7 | 12.7 |  |  |  |  | 1
7019 | 20.4 | 12.4 |  |  |  |  | 1
7020 | 23.1 | 15.1 |  |  |  |  | 1
7021 | 21.8 | 13.8 |  |  |  |  | 1
7022 | 26.3 | 18.3 |  |  |  |  | 1
7023 | 22.7 | 14.7 |  |  |  |  | 1
7024 | 26.3 | 18.3 |  |  |  |  | 1
7025 | 26.2 | 18.2 |  |  |  |  | 1
7026 | 24.7 | 16.7 |  |  |  |  | 1
7027 | 25.7 | 17.7 |  |  |  |  | 1
7028 | 24.5 | 16.5 |  |  |  |  | 1
7029 | 22.9 | 14.9 |  |  |  |  | 1
7030 | 21.5 | 13.5 |  |  |  |  | 1
7031 | 18.9 | 10.9 |  |  |  |  | 1
7032 | 16.6 | 8.6 |  |  |  |  | 1
7033 | 16 | 8 |  |  |  |  | 1
7034 | 16 | 8 |  |  |  |  | 1
7035 | 14 | 6 |  |  |  |  | 1
7036 | 11 | 3 |  |  |  |  | 1
7037 | 12.1 | 4.1 |  |  |  |  | 1
7038 | 16.9 | 8.9 |  |  |  |  | 1
7039 | 14.7 | 6.7 |  |  |  |  | 1
7040 | 16.2 | 8.2 |  |  |  |  | 1
7041 | 19.5 | 11.5 |  |  |  |  | 1
7042 | 21 | 13 |  |  |  |  | 1
7043 | 22.1 | 14.1 |  |  |  |  | 1
7044 | 23.1 | 15.1 |  |  |  |  | 1
7045 | 21.6 | 13.6 |  |  |  |  | 1
7046 | 27.8 | 19.8 |  |  |  |  | 1
7047 | 25.2 | 17.2 |  |  |  |  | 1
7048 | 27.2 | 19.2 |  |  |  |  | 1
7049 | 25.9 | 17.9 |  |  |  |  | 1
7050 | 24.5 | 16.5 |  |  |  |  | 1
7051 | 23.8 | 15.8 |  |  |  |  | 1
7052 | 22.7 | 14.7 |  |  |  |  | 1
7053 | 23.4 | 15.4 |  |  |  |  | 1
7054 | 18.3 | 10.3 |  |  |  |  | 1
7055 | 18.8 | 10.8 |  |  |  |  | 1
7056 | 19.1 | 11.1 |  |  |  |  | 1
7057 | 14.8 | 6.7 |  |  |  |  | 1
7058 | 14.5 | 6.4 |  |  |  |  | 1
7059 | 12.5 | 4.4 |  |  |  |  | 1
7060 | 15.7 | 7.6 |  |  |  |  | 1
7061 | 12.5 | 4.4 |  |  |  |  | 1
7062 | 15.3 | 7.2 |  |  |  |  | 1
7063 | 13.1 | 5 |  |  |  |  | 1
7064 | 15.7 | 7.6 |  |  |  |  | 1
7065 | 18.4 | 10.3 |  |  |  |  | 1
7066 | 18.4 | 10.3 |  |  |  |  | 1
7067 | 20.9 | 12.8 |  |  |  |  | 1
7068 | 21.1 | 13 |  |  |  |  | 1
7069 | 24 | 15.9 |  |  |  |  | 1
7070 | 23.5 | 15.4 |  |  |  |  | 1
7071 | 24.2 | 16.1 |  |  |  |  | 1
7072 | 26 | 17.9 |  |  |  |  | 1
7073 | 23.2 | 15.1 |  |  |  |  | 1
7074 | 25.6 | 17.5 |  |  |  |  | 1
7075 | 23 | 14.9 |  |  |  |  | 1
7076 | 24.6 | 16.5 |  |  |  |  | 1
7077 | 20.6 | 12.5 |  |  |  |  | 1
7078 | 18.6 | 10.5 |  |  |  |  | 1
7079 | 18.3 | 10.2 |  |  |  |  | 1
7080 | 17.9 | 9.8 |  |  |  |  | 1
7081 | 12.3 | 4.1 |  |  |  |  | 1
7082 | 13.5 | 5.3 |  |  |  |  | 1
7083 | 15.2 | 7 |  |  |  |  | 1
7084 | 12.2 | 4 |  |  |  |  | 1
7085 | 12.2 | 4 |  |  |  |  | 1
7086 | 12.4 | 4.2 |  |  |  |  | 1
7087 | 14.8 | 6.6 |  |  |  |  | 1
7088 | 15 | 6.8 |  |  |  |  | 1
7089 | 18.5 | 10.3 |  |  |  |  | 1
7090 | 17.7 | 9.5 |  |  |  |  | 1
7091 | 20.5 | 12.3 |  |  |  |  | 1
7092 | 22.3 | 14.1 |  |  |  |  | 1
7093 | 23 | 14.8 |  |  |  |  | 1
7094 | 24.4 | 16.2 |  |  |  |  | 1
7095 | 24.1 | 15.9 |  |  |  |  | 1
7096 | 24.4 | 16.2 |  |  |  |  | 1
7097 | 26.8 | 18.6 |  |  |  |  | 1
7098 | 25.2 | 17 |  |  |  |  | 1
7099 | 24.2 | 16 |  |  |  |  | 1
7100 | 23.7 | 15.5 |  |  |  |  | 1
7101 | 21.5 | 13.3 |  |  |  |  | 1
7102 | 19.1 | 10.9 |  |  |  |  | 1
7103 | 18.6 | 10.4 |  |  |  |  | 1
7104 | 16.2 | 8 |  |  |  |  | 1
7105 | 17.1 | 8.9 |  |  |  |  | 1
7106 | 14.3 | 6.1 |  |  |  |  | 1
7107 | 13.5 | 5.3 |  |  |  |  | 1
7108 | 15.2 | 7 |  |  |  |  | 1
7109 | 14.5 | 6.3 |  |  |  |  | 1
7110 | 13.2 | 5 |  |  |  |  | 1
7111 | 15.6 | 7.4 |  |  |  |  | 1
7112 | 14.7 | 6.5 |  |  |  |  | 1
7113 | 17.4 | 9.2 |  |  |  |  | 1
7114 | 19.5 | 11.3 |  |  |  |  | 1
7115 | 21 | 12.8 |  |  |  |  | 1
7116 | 22.1 | 13.9 |  |  |  |  | 1
7117 | 22.4 | 14.2 |  |  |  |  | 1
7118 | 25 | 16.8 |  |  |  |  | 1
7119 | 25.7 | 17.5 |  |  |  |  | 1
7120 | 24.5 | 16.3 |  |  |  |  | 1
7121 | 25 | 16.8 |  |  |  |  | 1
7122 | 25.1 | 16.9 |  |  |  |  | 1
7123 | 24.1 | 15.9 |  |  |  |  | 1
7124 | 22.7 | 14.5 |  |  |  |  | 1
7125 | 21.4 | 13.2 |  |  |  |  | 1
7126 | 20 | 11.8 |  |  |  |  | 1
7127 | 18.6 | 10.4 |  |  |  |  | 1
7128 | 16.8 | 8.6 |  |  |  |  | 1
7129 | 14.2 | 5.9 |  |  |  |  | 1
7130 | 14.3 | 6 |  |  |  |  | 1
7131 | 12.5 | 4.2 |  |  |  |  | 1
7132 | 12.4 | 4.1 |  |  |  |  | 1
7133 | 13.7 | 5.4 |  |  |  |  | 1
7134 | 13.9 | 5.6 |  |  |  |  | 1
7135 | 14 | 5.7 |  |  |  |  | 1
7136 | 16.7 | 8.4 |  |  |  |  | 1
7137 | 16.6 | 8.3 |  |  |  |  | 1
7138 | 19.6 | 11.3 |  |  |  |  | 1
7139 | 19 | 10.7 |  |  |  |  | 1
7140 | 23.7 | 15.4 |  |  |  |  | 1
7141 | 23.9 | 15.6 |  |  |  |  | 1
7142 | 24.8 | 16.5 |  |  |  |  | 1
7143 | 24.9 | 16.6 |  |  |  |  | 1
7144 | 23.5 | 15.2 |  |  |  |  | 1
7145 | 22.9 | 14.6 |  |  |  |  | 1
7146 | 24.4 | 16.1 |  |  |  |  | 1
7147 | 22.9 | 14.6 |  |  |  |  | 1
7148 | 22.5 | 14.2 |  |  |  |  | 1
7149 | 21.9 | 13.6 |  |  |  |  | 1
7150 | 19.6 | 11.3 |  |  |  |  | 1
7151 | 16.4 | 8.1 |  |  |  |  | 1
7152 | 16.8 | 8.5 |  |  |  |  | 1
7153 | 13.9 | 5.5 |  |  |  |  | 1
7154 | 14.2 | 5.8 |  |  |  |  | 1
7155 | 13.8 | 5.4 |  |  |  |  | 1
7156 | 12.2 | 3.8 |  |  |  |  | 1
7157 | 14.8 | 6.4 |  |  |  |  | 1
7158 | 13.3 | 4.9 |  |  |  |  | 1
7159 | 14.7 | 6.3 |  |  |  |  | 1
7160 | 17.4 | 9 |  |  |  |  | 1
7161 | 17.5 | 9.1 |  |  |  |  | 1
7162 | 17.9 | 9.5 |  |  |  |  | 1
7163 | 20 | 11.6 |  |  |  |  | 1
7164 | 22.1 | 13.7 |  |  |  |  | 1
7165 | 22.6 | 14.2 |  |  |  |  | 1
7166 | 23.5 | 15.1 |  |  |  |  | 1
7167 | 25.8 | 17.4 |  |  |  |  | 1
7168 | 24.6 | 16.2 |  |  |  |  | 1
7169 | 26.7 | 18.3 |  |  |  |  | 1
7170 | 23.9 | 15.5 |  |  |  |  | 1
7171 | 21.9 | 13.5 |  |  |  |  | 1
7172 | 21.6 | 13.2 |  |  |  |  | 1
7173 | 21.5 | 13.1 |  |  |  |  | 1
7174 | 18.2 | 9.8 |  |  |  |  | 1
7175 | 18.7 | 10.3 |  |  |  |  | 1
7176 | 15.9 | 7.5 |  |  |  |  | 1
7177 | 14.9 | 6.5 |  |  |  |  | 1
7178 | 12.6 | 4.2 |  |  |  |  | 1
7179 | 12.9 | 4.5 |  |  |  |  | 1
7180 | 12.7 | 4.3 |  |  |  |  | 1
7181 | 14.1 | 5.7 |  |  |  |  | 1
7182 | 12.9 | 4.5 |  |  |  |  | 1
7183 | 12.5 | 4.1 |  |  |  |  | 1
7184 | 14.3 | 5.9 |  |  |  |  | 1
7185 | 16.3 | 7.9 |  |  |  |  | 1
7186 | 19.4 | 11 |  |  |  |  | 1
7187 | 19.1 | 10.7 |  |  |  |  | 1
7188 | 20.5 | 12.1 |  |  |  |  | 1
7189 | 22.5 | 14.1 |  |  |  |  | 1
7190 | 23.8 | 15.4 |  |  |  |  | 1
7191 | 24.4 | 16 |  |  |  |  | 1
7192 | 23.1 | 14.7 |  |  |  |  | 1
7193 | 24.1 | 15.7 |  |  |  |  | 1
7194 | 25 | 16.6 |  |  |  |  | 1
7195 | 23.4 | 15 |  |  |  |  | 1
7196 | 22.1 | 13.7 |  |  |  |  | 1
7197 | 19.3 | 10.9 |  |  |  |  | 1
7198 | 18.3 | 9.9 |  |  |  |  | 1
7199 | 15.6 | 7.2 |  |  |  |  | 1
7200 | 16.3 | 7.9 |  |  |  |  | 1
7201 | 15.2 | 6.7 |  |  |  |  | 1
7202 | 13 | 4.5 |  |  |  |  | 1
7203 | 12.2 | 3.7 |  |  |  |  | 1
7204 | 11.5 | 3 |  |  |  |  | 1
7205 | 12.5 | 4 |  |  |  |  | 1
7206 | 15.3 | 6.8 |  |  |  |  | 1
7207 | 13.4 | 4.9 |  |  |  |  | 1
7208 | 15.7 | 7.2 |  |  |  |  | 1
7209 | 18 | 9.5 |  |  |  |  | 1
7210 | 18.3 | 9.8 |  |  |  |  | 1
7211 | 18.4 | 9.9 |  |  |  |  | 1
7212 | 21.9 | 13.4 |  |  |  |  | 1
7213 | 24.5 | 16 |  |  |  |  | 1
7214 | 23.8 | 15.3 |  |  |  |  | 1
7215 | 24.2 | 15.7 |  |  |  |  | 1
7216 | 24.4 | 15.9 |  |  |  |  | 1
7217 | 21.7 | 13.2 |  |  |  |  | 1
7218 | 24 | 15.5 |  |  |  |  | 1
7219 | 22.1 | 13.6 |  |  |  |  | 1
7220 | 20.4 | 11.9 |  |  |  |  | 1
7221 | 21.5 | 13 |  |  |  |  | 1
7222 | 17.3 | 8.8 |  |  |  |  | 1
7223 | 17 | 8.5 |  |  |  |  | 1
7224 | 14 | 5.5 |  |  |  |  | 1
7225 | 14.4 | 5.8 |  |  |  |  | 1
7226 | 11.4 | 2.8 |  |  |  |  | 1
7227 | 12.7 | 4.1 |  |  |  |  | 1
7228 | 12.4 | 3.8 |  |  |  |  | 1
7229 | 13.3 | 4.7 |  |  |  |  | 1
7230 | 11.5 | 2.9 |  |  |  |  | 1
7231 | 13.5 | 4.9 |  |  |  |  | 1
7232 | 14.3 | 5.7 |  |  |  |  | 1
7233 | 17.6 | 9 |  |  |  |  | 1
7234 | 16.2 | 7.6 |  |  |  |  | 1
7235 | 19.3 | 10.7 |  |  |  |  | 1
7236 | 21.8 | 13.2 |  |  |  |  | 1
7237 | 22.7 | 14.1 |  |  |  |  | 1
7238 | 21.6 | 13 |  |  |  |  | 1
7239 | 25.4 | 16.8 |  |  |  |  | 1
7240 | 24.3 | 15.7 |  |  |  |  | 1
7241 | 25.2 | 16.6 |  |  |  |  | 1
7242 | 22.9 | 14.3 |  |  |  |  | 1
7243 | 22.5 | 13.9 |  |  |  |  | 1
7244 | 21.5 | 12.9 |  |  |  |  | 1
7245 | 19.3 | 10.7 |  |  |  |  | 1
7246 | 20.9 | 12.3 |  |  |  |  | 1
7247 | 16.4 | 7.8 |  |  |  |  | 1
7248 | 15.7 | 7.1 |  |  |  |  | 1
7249 | 13 | 4.3 |  |  |  |  | 1
7250 | 12.2 | 3.5 |  |  |  |  | 1
7251 | 12.1 | 3.4 |  |  |  |  | 1
7252 | 11.2 | 2.5 |  |  |  |  | 1
7253 | 11.1 | 2.4 |  |  |  |  | 1
7254 | 12.9 | 4.2 |  |  |  |  | 1
7255 | 13.3 | 4.6 |  |  |  |  | 1
7256 | 17.6 | 8.9 |  |  |  |  | 1
7257 | 16.3 | 7.6 |  |  |  |  | 1
7258 | 17.3 | 8.6 |  |  |  |  | 1
7259 | 20.3 | 11.6 |  |  |  |  | 1
7260 | 23.1 | 14.4 |  |  |  |  | 1
7261 | 20.4 | 11.7 |  |  |  |  | 1
7262 | 24.7 | 16 |  |  |  |  | 1
7263 | 22.6 | 13.9 |  |  |  |  | 1
7264 | 23.5 | 14.8 |  |  |  |  | 1
7265 | 22.2 | 13.5 |  |  |  |  | 1
7266 | 22.7 | 14 |  |  |  |  | 1
7267 | 20.6 | 11.9 |  |  |  |  | 1
7268 | 20.3 | 11.6 |  |  |  |  | 1
7269 | 19.2 | 10.5 |  |  |  |  | 1
7270 | 17.9 | 9.2 |  |  |  |  | 1
7271 | 16.8 | 8.1 |  |  |  |  | 1
7272 | 15.4 | 6.7 |  |  |  |  | 1
7273 | 13.5 | 4.8 |  |  |  |  | 1
7274 | 14.2 | 5.5 |  |  |  |  | 1
7275 | 12.2 | 3.5 |  |  |  |  | 1
7276 | 13.3 | 4.6 |  |  |  |  | 1
7277 | 12.2 | 3.5 |  |  |  |  | 1
7278 | 11.9 | 3.2 |  |  |  |  | 1
7279 | 12 | 3.3 |  |  |  |  | 1
7280 | 11.5 | 2.8 |  |  |  |  | 1
7281 | 15.8 | 7.1 |  |  |  |  | 1
7282 | 16.5 | 7.8 |  |  |  |  | 1
7283 | 19.4 | 10.7 |  |  |  |  | 1
7284 | 22.4 | 13.7 |  |  |  |  | 1
7285 | 19.4 | 10.7 |  |  |  |  | 1
7286 | 23.8 | 15.1 |  |  |  |  | 1
7287 | 21.8 | 13.1 |  |  |  |  | 1
7288 | 21.6 | 12.9 |  |  |  |  | 1
7289 | 26.3 | 17.6 |  |  |  |  | 1
7290 | 23.9 | 15.2 |  |  |  |  | 1
7291 | 18.5 | 9.8 |  |  |  |  | 1
7292 | 22.5 | 13.8 |  |  |  |  | 1
7293 | 19.1 | 10.4 |  |  |  |  | 1
7294 | 19.6 | 10.9 |  |  |  |  | 1
7295 | 15.2 | 6.5 |  |  |  |  | 1
7296 | 15.1 | 6.4 |  |  |  |  | 1
7297 | 13.5 | 4.7 |  |  |  |  | 1
7298 | 10 | 1.2 |  |  |  |  | 1
7299 | 12 | 3.2 |  |  |  |  | 1
7300 | 12.6 | 3.8 |  |  |  |  | 1
7301 | 10.7 | 1.9 |  |  |  |  | 1
7302 | 13.1 | 4.3 |  |  |  |  | 1
7303 | 14.2 | 5.4 |  |  |  |  | 1
7304 | 14.7 | 5.9 |  |  |  |  | 1
7305 | 17.4 | 8.6 |  |  |  |  | 1
7306 | 18.4 | 9.6 |  |  |  |  | 1
7307 | 21.1 | 12.3 |  |  |  |  | 1
7308 | 21 | 12.2 |  |  |  |  | 1
7309 | 23.1 | 14.3 |  |  |  |  | 1
7310 | 22.7 | 13.9 |  |  |  |  | 1
7311 | 24.2 | 15.4 |  |  |  |  | 1
7312 | 24.1 | 15.3 |  |  |  |  | 1
7313 | 24 | 15.2 |  |  |  |  | 1
7314 | 23.7 | 14.9 |  |  |  |  | 1
7315 | 21.5 | 12.7 |  |  |  |  | 1
7316 | 20.3 | 11.5 |  |  |  |  | 1
7317 | 17 | 8.2 |  |  |  |  | 1
7318 | 17.9 | 9.1 |  |  |  |  | 1
7319 | 14.7 | 5.9 |  |  |  |  | 1
7320 | 13.7 | 4.9 |  |  |  |  | 1
7321 | 12.7 | 3.8 |  |  |  |  | 1
7322 | 13 | 4.1 |  |  |  |  | 1
7323 | 12.3 | 3.4 |  |  |  |  | 1
7324 | 12 | 3.1 |  |  |  |  | 1
7325 | 11.4 | 2.5 |  |  |  |  | 1
7326 | 12.6 | 3.7 |  |  |  |  | 1
7327 | 12.1 | 3.2 |  |  |  |  | 1
7328 | 16.3 | 7.4 |  |  |  |  | 1
7329 | 17.8 | 8.9 |  |  |  |  | 1
7330 | 16.7 | 7.8 |  |  |  |  | 1
7331 | 17.5 | 8.6 |  |  |  |  | 1
7332 | 19 | 10.1 |  |  |  |  | 1
7333 | 20.6 | 11.7 |  |  |  |  | 1
7334 | 21.5 | 12.6 |  |  |  |  | 1
7335 | 23.6 | 14.7 |  |  |  |  | 1
7336 | 23.7 | 14.8 |  |  |  |  | 1
7337 | 24.3 | 15.4 |  |  |  |  | 1
7338 | 22.9 | 14 |  |  |  |  | 1
7339 | 21.9 | 13 |  |  |  |  | 1
7340 | 20.1 | 11.2 |  |  |  |  | 1
7341 | 20.9 | 12 |  |  |  |  | 1
7342 | 19.4 | 10.5 |  |  |  |  | 1
7343 | 14.9 | 6 |  |  |  |  | 1
7344 | 14.8 | 5.9 |  |  |  |  | 1
7345 | 12.7 | 3.8 |  |  |  |  | 1
7346 | 11.7 | 2.8 |  |  |  |  | 1
7347 | 10.8 | 1.9 |  |  |  |  | 1
7348 | 9.9 | 1 |  |  |  |  | 1
7349 | 11.1 | 2.2 |  |  |  |  | 1
7350 | 13.2 | 4.3 |  |  |  |  | 1
7351 | 14.6 | 5.7 |  |  |  |  | 1
7352 | 15.4 | 6.5 |  |  |  |  | 1
7353 | 15.9 | 7 |  |  |  |  | 1
7354 | 18.9 | 10 |  |  |  |  | 1
7355 | 18.7 | 9.8 |  |  |  |  | 1
7356 | 20.1 | 11.2 |  |  |  |  | 1
7357 | 19.9 | 11 |  |  |  |  | 1
7358 | 23.9 | 15 |  |  |  |  | 1
7359 | 24.2 | 15.3 |  |  |  |  | 1
7360 | 22.1 | 13.2 |  |  |  |  | 1
7361 | 21.5 | 12.6 |  |  |  |  | 1
7362 | 24.8 | 15.9 |  |  |  |  | 1
7363 | 21.8 | 12.9 |  |  |  |  | 1
7364 | 18.9 | 10 |  |  |  |  | 1
7365 | 18.4 | 9.5 |  |  |  |  | 1
7366 | 17.9 | 9 |  |  |  |  | 1
7367 | 17 | 8.1 |  |  |  |  | 1
7368 | 15.2 | 6.3 |  |  |  |  | 1
7369 | 14.7 | 5.7 |  |  |  |  | 1
7370 | 12.7 | 3.7 |  |  |  |  | 1
7371 | 11.8 | 2.8 |  |  |  |  | 1
7372 | 12.5 | 3.5 |  |  |  |  | 1
7373 | 10.6 | 1.6 |  |  |  |  | 1
7374 | 11.1 | 2.1 |  |  |  |  | 1
7375 | 11.1 | 2.1 |  |  |  |  | 1
7376 | 15 | 6 |  |  |  |  | 1
7377 | 14.6 | 5.6 |  |  |  |  | 1
7378 | 17.3 | 8.3 |  |  |  |  | 1
7379 | 18.7 | 9.7 |  |  |  |  | 1
7380 | 19.6 | 10.6 |  |  |  |  | 1
7381 | 20.8 | 11.8 |  |  |  |  | 1
7382 | 23.4 | 14.4 |  |  |  |  | 1
7383 | 24.8 | 15.8 |  |  |  |  | 1
7384 | 22.5 | 13.5 |  |  |  |  | 1
7385 | 21.9 | 12.9 |  |  |  |  | 1
7386 | 24.5 | 15.5 |  |  |  |  | 1
7387 | 21.4 | 12.4 |  |  |  |  | 1
7388 | 19.4 | 10.4 |  |  |  |  | 1
7389 | 18.2 | 9.2 |  |  |  |  | 1
7390 | 18.1 | 9.1 |  |  |  |  | 1
7391 | 15.4 | 6.4 |  |  |  |  | 1
7392 | 14.1 | 5.1 |  |  |  |  | 1
7393 | 11 | 1.9 |  |  |  |  | 1
7394 | 10.7 | 1.6 |  |  |  |  | 1
7395 | 12.4 | 3.3 |  |  |  |  | 1
7396 | 11.3 | 2.2 |  |  |  |  | 1
7397 | 12.3 | 3.2 |  |  |  |  | 1
7398 | 9.6 | 0.5 |  |  |  |  | 1
7399 | 11.9 | 2.8 |  |  |  |  | 1
7400 | 14.2 | 5.1 |  |  |  |  | 1
7401 | 16.1 | 7 |  |  |  |  | 1
7402 | 19.3 | 10.2 |  |  |  |  | 1
7403 | 18.6 | 9.5 |  |  |  |  | 1
7404 | 18.8 | 9.7 |  |  |  |  | 1
7405 | 20.2 | 11.1 |  |  |  |  | 1
7406 | 20.4 | 11.3 |  |  |  |  | 1
7407 | 24.2 | 15.1 |  |  |  |  | 1
7408 | 22.7 | 13.6 |  |  |  |  | 1
7409 | 21.9 | 12.8 |  |  |  |  | 1
7410 | 23.4 | 14.3 |  |  |  |  | 1
7411 | 22.7 | 13.6 |  |  |  |  | 1
7412 | 19.5 | 10.4 |  |  |  |  | 1
7413 | 17.8 | 8.7 |  |  |  |  | 1
7414 | 17.2 | 8.1 |  |  |  |  | 1
7415 | 13.3 | 4.2 |  |  |  |  | 1
7416 | 14.4 | 5.3 |  |  |  |  | 1
7417 | 13.2 | 4.1 |  |  |  |  | 1
7418 | 11.7 | 2.6 |  |  |  |  | 1
7419 | 11.7 | 2.6 |  |  |  |  | 1
7420 | 10.7 | 1.6 |  |  |  |  | 1
7421 | 11 | 1.9 |  |  |  |  | 1
7422 | 13.1 | 4 |  |  |  |  | 1
7423 | 12.5 | 3.4 |  |  |  |  | 1
7424 | 15.6 | 6.5 |  |  |  |  | 1
7425 | 16.1 | 7 |  |  |  |  | 1
7426 | 16.3 | 7.2 |  |  |  |  | 1
7427 | 18.1 | 9 |  |  |  |  | 1
7428 | 18.8 | 9.7 |  |  |  |  | 1
7429 | 22.3 | 13.2 |  |  |  |  | 1
7430 | 25.2 | 16.1 |  |  |  |  | 1
7431 | 22.1 | 13 |  |  |  |  | 1
7432 | 23 | 13.9 |  |  |  |  | 1
7433 | 23 | 13.9 |  |  |  |  | 1
7434 | 21.9 | 12.8 |  |  |  |  | 1
7435 | 20.7 | 11.6 |  |  |  |  | 1
7436 | 20.4 | 11.3 |  |  |  |  | 1
7437 | 16.4 | 7.3 |  |  |  |  | 1
7438 | 15.6 | 6.5 |  |  |  |  | 1
7439 | 15.4 | 6.3 |  |  |  |  | 1
7440 | 13.7 | 4.6 |  |  |  |  | 1
7441 | 12.4 | 3.2 |  |  |  |  | 1
7442 | 11.9 | 2.7 |  |  |  |  | 1
7443 | 12.1 | 2.9 |  |  |  |  | 1
7444 | 9.2 | 0 |  |  |  |  | 1
7445 | 9.8 | 0.6 |  |  |  |  | 1
7446 | 12.5 | 3.3 |  |  |  |  | 1
7447 | 12.3 | 3.1 |  |  |  |  | 1
7448 | 13.7 | 4.5 |  |  |  |  | 1
7449 | 16.3 | 7.1 |  |  |  |  | 1
7450 | 14.2 | 5 |  |  |  |  | 1
7451 | 19.8 | 10.6 |  |  |  |  | 1
7452 | 19.7 | 10.5 |  |  |  |  | 1
7453 | 19.2 | 10 |  |  |  |  | 1
7454 | 23.1 | 13.9 |  |  |  |  | 1
7455 | 24.4 | 15.2 |  |  |  |  | 1
7456 | 24.2 | 15 |  |  |  |  | 1
7457 | 21.9 | 12.7 |  |  |  |  | 1
7458 | 22.5 | 13.3 |  |  |  |  | 1
7459 | 21.3 | 12.1 |  |  |  |  | 1
7460 | 17.8 | 8.6 |  |  |  |  | 1
7461 | 21.1 | 11.9 |  |  |  |  | 1
7462 | 15.2 | 6 |  |  |  |  | 1
7463 | 17.4 | 8.2 |  |  |  |  | 1
7464 | 13.4 | 4.2 |  |  |  |  | 1
7465 | 12.3 | 3 |  |  |  |  | 1
7466 | 10.7 | 1.4 |  |  |  |  | 1
7467 | 12.1 | 2.8 |  |  |  |  | 1
7468 | 12.4 | 3.1 |  |  |  |  | 1
7469 | 10.7 | 1.4 |  |  |  |  | 1
7470 | 10.3 | 1 |  |  |  |  | 1
7471 | 11.2 | 1.9 |  |  |  |  | 1
7472 | 14 | 4.7 |  |  |  |  | 1
7473 | 12 | 2.7 |  |  |  |  | 1
7474 | 14.3 | 5 |  |  |  |  | 1
7475 | 17.8 | 8.5 |  |  |  |  | 1
7476 | 19.6 | 10.3 |  |  |  |  | 1
7477 | 19.9 | 10.6 |  |  |  |  | 1
7478 | 20.9 | 11.6 |  |  |  |  | 1
7479 | 20 | 10.7 |  |  |  |  | 1
7480 | 21.8 | 12.5 |  |  |  |  | 1
7481 | 21.9 | 12.6 |  |  |  |  | 1
7482 | 21.8 | 12.5 |  |  |  |  | 1
7483 | 21.2 | 11.9 |  |  |  |  | 1
7484 | 16.9 | 7.6 |  |  |  |  | 1
7485 | 19.7 | 10.4 |  |  |  |  | 1
7486 | 13.7 | 4.4 |  |  |  |  | 1
7487 | 15.3 | 6 |  |  |  |  | 1
7488 | 12.7 | 3.4 |  |  |  |  | 1
7489 | 13 | 3.7 |  |  |  |  | 1
7490 | 11.5 | 2.2 |  |  |  |  | 1
7491 | 10 | 0.7 |  |  |  |  | 1
7492 | 9.7 | 0.4 |  |  |  |  | 1
7493 | 8.3 | -1 |  |  |  |  | 1
7494 | 10.7 | 1.4 |  |  |  |  | 1
7495 | 10.9 | 1.6 |  |  |  |  | 1
7496 | 11.9 | 2.6 |  |  |  |  | 1
7497 | 13.2 | 3.9 |  |  |  |  | 1
7498 | 16.1 | 6.8 |  |  |  |  | 1
7499 | 17.1 | 7.8 |  |  |  |  | 1
7500 | 20.1 | 10.8 |  |  |  |  | 1
7501 | 19.6 | 10.3 |  |  |  |  | 1
7502 | 19.5 | 10.2 |  |  |  |  | 1
7503 | 20.9 | 11.6 |  |  |  |  | 1
7504 | 22.1 | 12.8 |  |  |  |  | 1
7505 | 19.6 | 10.3 |  |  |  |  | 1
7506 | 22.8 | 13.5 |  |  |  |  | 1
7507 | 20 | 10.7 |  |  |  |  | 1
7508 | 18.9 | 9.6 |  |  |  |  | 1
7509 | 17.8 | 8.5 |  |  |  |  | 1
7510 | 16.8 | 7.5 |  |  |  |  | 1
7511 | 15.3 | 6 |  |  |  |  | 1
7512 | 12.1 | 2.8 |  |  |  |  | 1
7513 | 10.7 | 1.3 |  |  |  |  | 1
7514 | 13 | 3.6 |  |  |  |  | 1
7515 | 7.5 | -1.9 |  |  |  |  | 1
7516 | 8.6 | -0.8 |  |  |  |  | 1
7517 | 9 | -0.4 |  |  |  |  | 1
7518 | 11.7 | 2.3 |  |  |  |  | 1
7519 | 11.9 | 2.5 |  |  |  |  | 1
7520 | 13.2 | 3.8 |  |  |  |  | 1
7521 | 13.2 | 3.8 |  |  |  |  | 1
7522 | 16.2 | 6.8 |  |  |  |  | 1
7523 | 16.2 | 6.8 |  |  |  |  | 1
7524 | 18.2 | 8.8 |  |  |  |  | 1
7525 | 19.2 | 9.8 |  |  |  |  | 1
7526 | 20.2 | 10.8 |  |  |  |  | 1
7527 | 20.4 | 11 |  |  |  |  | 1
7528 | 22.1 | 12.7 |  |  |  |  | 1
7529 | 22 | 12.6 |  |  |  |  | 1
7530 | 20.1 | 10.7 |  |  |  |  | 1
7531 | 19.5 | 10.1 |  |  |  |  | 1
7532 | 19.4 | 10 |  |  |  |  | 1
7533 | 17.6 | 8.2 |  |  |  |  | 1
7534 | 17.6 | 8.2 |  |  |  |  | 1
7535 | 14 | 4.6 |  |  |  |  | 1
7536 | 13.2 | 3.8 |  |  |  |  | 1
7537 | 12.2 | 2.8 |  |  |  |  | 1
7538 | 9.3 | -0.1 |  |  |  |  | 1
7539 | 8.6 | -0.8 |  |  |  |  | 1
7540 | 8 | -1.4 |  |  |  |  | 1
7541 | 10.4 | 1 |  |  |  |  | 1
7542 | 10.2 | 0.8 |  |  |  |  | 1
7543 | 11.7 | 2.3 |  |  |  |  | 1
7544 | 12.8 | 3.4 |  |  |  |  | 1
7545 | 14.4 | 5 |  |  |  |  | 1
7546 | 16.4 | 7 |  |  |  |  | 1
7547 | 16.7 | 7.3 |  |  |  |  | 1
7548 | 19.6 | 10.2 |  |  |  |  | 1
7549 | 20.6 | 11.2 |  |  |  |  | 1
7550 | 19.2 | 9.8 |  |  |  |  | 1
7551 | 21.2 | 11.8 |  |  |  |  | 1
7552 | 23.5 | 14.1 |  |  |  |  | 1
7553 | 25.8 | 16.4 |  |  |  |  | 1
7554 | 20.8 | 11.4 |  |  |  |  | 1
7555 | 19.9 | 10.5 |  |  |  |  | 1
7556 | 16.7 | 7.3 |  |  |  |  | 1
7557 | 17.3 | 7.9 |  |  |  |  | 1
7558 | 15.6 | 6.2 |  |  |  |  | 1
7559 | 13.4 | 4 |  |  |  |  | 1
7560 | 14.8 | 5.4 |  |  |  |  | 1
7561 | 11.5 | 2 |  |  |  |  | 1
7562 | 9.1 | -0.4 |  |  |  |  | 1
7563 | 8.4 | -1.1 |  |  |  |  | 1
7564 | 10.3 | 0.8 |  |  |  |  | 1
7565 | 8.9 | -0.6 |  |  |  |  | 1
7566 | 9.1 | -0.4 |  |  |  |  | 1
7567 | 9.2 | -0.3 |  |  |  |  | 1
7568 | 12.3 | 2.8 |  |  |  |  | 1
7569 | 14.6 | 5.1 |  |  |  |  | 1
7570 | 16.4 | 6.9 |  |  |  |  | 1
7571 | 17.3 | 7.8 |  |  |  |  | 1
7572 | 20.4 | 10.9 |  |  |  |  | 1
7573 | 18.3 | 8.8 |  |  |  |  | 1
7574 | 20.9 | 11.4 |  |  |  |  | 1
7575 | 21.7 | 12.2 |  |  |  |  | 1
7576 | 19.5 | 10 |  |  |  |  | 1
7577 | 21 | 11.5 |  |  |  |  | 1
7578 | 19.3 | 9.8 |  |  |  |  | 1
7579 | 20 | 10.5 |  |  |  |  | 1
7580 | 17.5 | 8 |  |  |  |  | 1
7581 | 17.8 | 8.3 |  |  |  |  | 1
7582 | 17.4 | 7.9 |  |  |  |  | 1
7583 | 13.7 | 4.2 |  |  |  |  | 1
7584 | 11.7 | 2.2 |  |  |  |  | 1
7585 | 9.6 | 0 |  |  |  |  | 1
7586 | 10.6 | 1 |  |  |  |  | 1
7587 | 8.4 | -1.2 |  |  |  |  | 1
7588 | 10.4 | 0.8 |  |  |  |  | 1
7589 | 11.5 | 1.9 |  |  |  |  | 1
7590 | 12.2 | 2.6 |  |  |  |  | 1
7591 | 13.2 | 3.6 |  |  |  |  | 1
7592 | 12.4 | 2.8 |  |  |  |  | 1
7593 | 14.3 | 4.7 |  |  |  |  | 1
7594 | 14.3 | 4.7 |  |  |  |  | 1
7595 | 15.2 | 5.6 |  |  |  |  | 1
7596 | 19.2 | 9.6 |  |  |  |  | 1
7597 | 17.8 | 8.2 |  |  |  |  | 1
7598 | 21.7 | 12.1 |  |  |  |  | 1
7599 | 20 | 10.4 |  |  |  |  | 1
7600 | 21 | 11.4 |  |  |  |  | 1
7601 | 23.2 | 13.6 |  |  |  |  | 1
7602 | 20.8 | 11.2 |  |  |  |  | 1
7603 | 20.1 | 10.5 |  |  |  |  | 1
7604 | 18 | 8.4 |  |  |  |  | 1
7605 | 17.9 | 8.3 |  |  |  |  | 1
7606 | 15 | 5.4 |  |  |  |  | 1
7607 | 12.6 | 3 |  |  |  |  | 1
7608 | 11.1 | 1.5 |  |  |  |  | 1
7609 | 9 | -0.6 |  |  |  |  | 1
7610 | 8.4 | -1.2 |  |  |  |  | 1
7611 | 10.1 | 0.5 |  |  |  |  | 1
7612 | 9 | -0.6 |  |  |  |  | 1
7613 | 8.1 | -1.5 |  |  |  |  | 1
7614 | 10.8 | 1.2 |  |  |  |  | 1
7615 | 11.1 | 1.5 |  |  |  |  | 1
7616 | 12.6 | 3 |  |  |  |  | 1
7617 | 12.3 | 2.7 |  |  |  |  | 1
7618 | 14.5 | 4.9 |  |  |  |  | 1
7619 | 17.1 | 7.5 |  |  |  |  | 1
7620 | 17.8 | 8.2 |  |  |  |  | 1
7621 | 20.5 | 10.9 |  |  |  |  | 1
7622 | 21.2 | 11.6 |  |  |  |  | 1
7623 | 22.7 | 13.1 |  |  |  |  | 1
7624 | 21.5 | 11.9 |  |  |  |  | 1
7625 | 20.1 | 10.5 |  |  |  |  | 1
7626 | 20.3 | 10.7 |  |  |  |  | 1
7627 | 22.1 | 12.5 |  |  |  |  | 1
7628 | 19.4 | 9.8 |  |  |  |  | 1
7629 | 16.5 | 6.9 |  |  |  |  | 1
7630 | 15.9 | 6.3 |  |  |  |  | 1
7631 | 13.3 | 3.7 |  |  |  |  | 1
7632 | 11.7 | 2.1 |  |  |  |  | 1
7633 | 12 | 2.3 |  |  |  |  | 1
7634 | 10.2 | 0.5 |  |  |  |  | 1
7635 | 10.2 | 0.5 |  |  |  |  | 1
7636 | 11 | 1.3 |  |  |  |  | 1
7637 | 8.5 | -1.2 |  |  |  |  | 1
7638 | 10.1 | 0.4 |  |  |  |  | 1
7639 | 11.8 | 2.1 |  |  |  |  | 1
7640 | 12.9 | 3.2 |  |  |  |  | 1
7641 | 12.9 | 3.2 |  |  |  |  | 1
7642 | 15 | 5.3 |  |  |  |  | 1
7643 | 18.8 | 9.1 |  |  |  |  | 1
7644 | 17.2 | 7.5 |  |  |  |  | 1
7645 | 19.7 | 10 |  |  |  |  | 1
7646 | 20.7 | 11 |  |  |  |  | 1
7647 | 19 | 9.3 |  |  |  |  | 1
7648 | 21.7 | 12 |  |  |  |  | 1
7649 | 19.1 | 9.4 |  |  |  |  | 1
7650 | 20.4 | 10.7 |  |  |  |  | 1
7651 | 20.6 | 10.9 |  |  |  |  | 1
7652 | 17.3 | 7.6 |  |  |  |  | 1
7653 | 14.6 | 4.9 |  |  |  |  | 1
7654 | 14.9 | 5.2 |  |  |  |  | 1
7655 | 13.3 | 3.6 |  |  |  |  | 1
7656 | 12 | 2.3 |  |  |  |  | 1
7657 | 10.7 | 0.9 |  |  |  |  | 1
7658 | 9.9 | 0.1 |  |  |  |  | 1
7659 | 7.2 | -2.6 |  |  |  |  | 1
7660 | 10 | 0.2 |  |  |  |  | 1
7661 | 6.3 | -3.5 |  |  |  |  | 1
7662 | 9.1 | -0.7 |  |  |  |  | 1
7663 | 11.4 | 1.6 |  |  |  |  | 1
7664 | 10.8 | 1 |  |  |  |  | 1
7665 | 11.4 | 1.6 |  |  |  |  | 1
7666 | 13.8 | 4 |  |  |  |  | 1
7667 | 15.7 | 5.9 |  |  |  |  | 1
7668 | 20.1 | 10.3 |  |  |  |  | 1
7669 | 17.2 | 7.4 |  |  |  |  | 1
7670 | 20.4 | 10.6 |  |  |  |  | 1
7671 | 20.3 | 10.5 |  |  |  |  | 1
7672 | 19.7 | 9.9 |  |  |  |  | 1
7673 | 18.9 | 9.1 |  |  |  |  | 1
7674 | 18.5 | 8.7 |  |  |  |  | 1
7675 | 19.4 | 9.6 |  |  |  |  | 1
7676 | 18.5 | 8.7 |  |  |  |  | 1
7677 | 17.8 | 8 |  |  |  |  | 1
7678 | 13.6 | 3.8 |  |  |  |  | 1
7679 | 10.6 | 0.8 |  |  |  |  | 1
7680 | 12.4 | 2.6 |  |  |  |  | 1
7681 | 10.9 | 1.1 |  |  |  |  | 1
7682 | 10.8 | 1 |  |  |  |  | 1
7683 | 6.5 | -3.3 |  |  |  |  | 1
7684 | 10.3 | 0.5 |  |  |  |  | 1
7685 | 8.9 | -0.9 |  |  |  |  | 1
7686 | 11.8 | 2 |  |  |  |  | 1
7687 | 10 | 0.2 |  |  |  |  | 1
7688 | 13.2 | 3.4 |  |  |  |  | 1
7689 | 12.3 | 2.5 |  |  |  |  | 1
7690 | 17.1 | 7.3 |  |  |  |  | 1
7691 | 15.5 | 5.7 |  |  |  |  | 1
7692 | 15.7 | 5.9 |  |  |  |  | 1
7693 | 19.1 | 9.3 |  |  |  |  | 1
7694 | 21.1 | 11.3 |  |  |  |  | 1
7695 | 21.8 | 12 |  |  |  |  | 1
7696 | 20.5 | 10.7 |  |  |  |  | 1
7697 | 20.8 | 11 |  |  |  |  | 1
7698 | 19.7 | 9.9 |  |  |  |  | 1
7699 | 20.4 | 10.6 |  |  |  |  | 1
7700 | 18.8 | 9 |  |  |  |  | 1
7701 | 15.5 | 5.7 |  |  |  |  | 1
7702 | 15.7 | 5.9 |  |  |  |  | 1
7703 | 13 | 3.2 |  |  |  |  | 1
7704 | 13 | 3.2 |  |  |  |  | 1
7705 | 9.6 | -0.3 |  |  |  |  | 1
7706 | 9.3 | -0.6 |  |  |  |  | 1
7707 | 7.9 | -2 |  |  |  |  | 1
7708 | 6.5 | -3.4 |  |  |  |  | 1
7709 | 7.1 | -2.8 |  |  |  |  | 1
7710 | 10.5 | 0.6 |  |  |  |  | 1
7711 | 10.8 | 0.9 |  |  |  |  | 1
7712 | 10.4 | 0.5 |  |  |  |  | 1
7713 | 13.4 | 3.5 |  |  |  |  | 1
7714 | 14.4 | 4.5 |  |  |  |  | 1
7715 | 16.8 | 6.9 |  |  |  |  | 1
7716 | 16.8 | 6.9 |  |  |  |  | 1
7717 | 18.6 | 8.7 |  |  |  |  | 1
7718 | 18.2 | 8.3 |  |  |  |  | 1
7719 | 21.5 | 11.6 |  |  |  |  | 1
7720 | 21 | 11.1 |  |  |  |  | 1
7721 | 20.3 | 10.4 |  |  |  |  | 1
7722 | 22.5 | 12.6 |  |  |  |  | 1
7723 | 20 | 10.1 |  |  |  |  | 1
7724 | 19.1 | 9.2 |  |  |  |  | 1
7725 | 16.3 | 6.4 |  |  |  |  | 1
7726 | 13.7 | 3.8 |  |  |  |  | 1
7727 | 13.3 | 3.4 |  |  |  |  | 1
7728 | 11.4 | 1.5 |  |  |  |  | 1
7729 | 9.5 | -0.4 |  |  |  |  | 1
7730 | 10.4 | 0.5 |  |  |  |  | 1
7731 | 8 | -1.9 |  |  |  |  | 1
7732 | 8.5 | -1.4 |  |  |  |  | 1
7733 | 8.5 | -1.4 |  |  |  |  | 1
7734 | 7.2 | -2.7 |  |  |  |  | 1
7735 | 10.6 | 0.7 |  |  |  |  | 1
7736 | 12.1 | 2.2 |  |  |  |  | 1
7737 | 12.7 | 2.8 |  |  |  |  | 1
7738 | 14.5 | 4.6 |  |  |  |  | 1
7739 | 15.3 | 5.4 |  |  |  |  | 1
7740 | 16.4 | 6.5 |  |  |  |  | 1
7741 | 17.7 | 7.8 |  |  |  |  | 1
7742 | 17.2 | 7.3 |  |  |  |  | 1
7743 | 20.6 | 10.7 |  |  |  |  | 1
7744 | 18.6 | 8.7 |  |  |  |  | 1
7745 | 19.4 | 9.5 |  |  |  |  | 1
7746 | 16.9 | 7 |  |  |  |  | 1
7747 | 17.6 | 7.7 |  |  |  |  | 1
7748 | 17.8 | 7.9 |  |  |  |  | 1
7749 | 15.8 | 5.9 |  |  |  |  | 1
7750 | 14.2 | 4.3 |  |  |  |  | 1
7751 | 12.9 | 3 |  |  |  |  | 1
7752 | 9.1 | -0.8 |  |  |  |  | 1
7753 | 10.8 | 0.8 |  |  |  |  | 1
7754 | 8.3 | -1.7 |  |  |  |  | 1
7755 | 8.2 | -1.8 |  |  |  |  | 1
7756 | 8.5 | -1.5 |  |  |  |  | 1
7757 | 5 | -5 |  |  |  |  | 1
7758 | 10.5 | 0.5 |  |  |  |  | 1
7759 | 9.3 | -0.7 |  |  |  |  | 1
7760 | 11.7 | 1.7 |  |  |  |  | 1
7761 | 12 | 2 |  |  |  |  | 1
7762 | 13.2 | 3.2 |  |  |  |  | 1
7763 | 17.1 | 7.1 |  |  |  |  | 1
7764 | 15.5 | 5.5 |  |  |  |  | 1
7765 | 18.6 | 8.6 |  |  |  |  | 1
7766 | 18.5 | 8.5 |  |  |  |  | 1
7767 | 20.4 | 10.4 |  |  |  |  | 1
7768 | 21.1 | 11.1 |  |  |  |  | 1
7769 | 20.6 | 10.6 |  |  |  |  | 1
7770 | 19.9 | 9.9 |  |  |  |  | 1
7771 | 17.5 | 7.5 |  |  |  |  | 1
7772 | 16.7 | 6.7 |  |  |  |  | 1
7773 | 15.9 | 5.9 |  |  |  |  | 1
7774 | 15.4 | 5.4 |  |  |  |  | 1
7775 | 13 | 3 |  |  |  |  | 1
7776 | 10.8 | 0.8 |  |  |  |  | 1
7777 | 9.8 | -0.3 |  |  |  |  | 1
7778 | 9.7 | -0.4 |  |  |  |  | 1
7779 | 8.6 | -1.5 |  |  |  |  | 1
7780 | 8.9 | -1.2 |  |  |  |  | 1
7781 | 7.5 | -2.6 |  |  |  |  | 1
7782 | 9.7 | -0.4 |  |  |  |  | 1
7783 | 9.1 | -1 |  |  |  |  | 1
7784 | 10.9 | 0.8 |  |  |  |  | 1
7785 | 12.9 | 2.8 |  |  |  |  | 1
7786 | 12.2 | 2.1 |  |  |  |  | 1
7787 | 15.1 | 5 |  |  |  |  | 1
7788 | 17.1 | 7 |  |  |  |  | 1
7789 | 18.2 | 8.1 |  |  |  |  | 1
7790 | 20 | 9.9 |  |  |  |  | 1
7791 | 16.8 | 6.7 |  |  |  |  | 1
7792 | 17.8 | 7.7 |  |  |  |  | 1
7793 | 20.8 | 10.7 |  |  |  |  | 1
7794 | 19.9 | 9.8 |  |  |  |  | 1
7795 | 20.4 | 10.3 |  |  |  |  | 1
7796 | 16.7 | 6.6 |  |  |  |  | 1
7797 | 16.8 | 6.7 |  |  |  |  | 1
7798 | 16.5 | 6.4 |  |  |  |  | 1
7799 | 9.5 | -0.6 |  |  |  |  | 1
7800 | 8.8 | -1.3 |  |  |  |  | 1
7801 | 8.8 | -1.3 |  |  |  |  | 1
7802 | 6.7 | -3.4 |  |  |  |  | 1
7803 | 9.7 | -0.4 |  |  |  |  | 1
7804 | 7.3 | -2.8 |  |  |  |  | 1
7805 | 7 | -3.1 |  |  |  |  | 1
7806 | 9.9 | -0.2 |  |  |  |  | 1
7807 | 10.2 | 0.1 |  |  |  |  | 1
7808 | 9.9 | -0.2 |  |  |  |  | 1
7809 | 12.9 | 2.8 |  |  |  |  | 1
7810 | 12.5 | 2.4 |  |  |  |  | 1
7811 | 14.3 | 4.2 |  |  |  |  | 1
7812 | 18 | 7.9 |  |  |  |  | 1
7813 | 16.9 | 6.8 |  |  |  |  | 1
7814 | 18.2 | 8.1 |  |  |  |  | 1
7815 | 18.9 | 8.8 |  |  |  |  | 1
7816 | 19 | 8.9 |  |  |  |  | 1
7817 | 16.4 | 6.3 |  |  |  |  | 1
7818 | 17 | 6.9 |  |  |  |  | 1
7819 | 18.1 | 8 |  |  |  |  | 1
7820 | 18.3 | 8.2 |  |  |  |  | 1
7821 | 16 | 5.9 |  |  |  |  | 1
7822 | 13 | 2.9 |  |  |  |  | 1
7823 | 11.9 | 1.8 |  |  |  |  | 1
7824 | 8.6 | -1.5 |  |  |  |  | 1
7825 | 8.9 | -1.3 |  |  |  |  | 1
7826 | 8 | -2.2 |  |  |  |  | 1
7827 | 7 | -3.2 |  |  |  |  | 1
7828 | 8.2 | -2 |  |  |  |  | 1
7829 | 8.1 | -2.1 |  |  |  |  | 1
7830 | 8.9 | -1.3 |  |  |  |  | 1
7831 | 11.9 | 1.7 |  |  |  |  | 1
7832 | 11.1 | 0.9 |  |  |  |  | 1
7833 | 9.5 | -0.7 |  |  |  |  | 1
7834 | 11.8 | 1.6 |  |  |  |  | 1
7835 | 14.9 | 4.7 |  |  |  |  | 1
7836 | 15.4 | 5.2 |  |  |  |  | 1
7837 | 17.4 | 7.2 |  |  |  |  | 1
7838 | 20.4 | 10.2 |  |  |  |  | 1
7839 | 19.3 | 9.1 |  |  |  |  | 1
7840 | 18 | 7.8 |  |  |  |  | 1
7841 | 21 | 10.8 |  |  |  |  | 1
7842 | 18.4 | 8.2 |  |  |  |  | 1
7843 | 17.6 | 7.4 |  |  |  |  | 1
7844 | 16.7 | 6.5 |  |  |  |  | 1
7845 | 15.6 | 5.4 |  |  |  |  | 1
7846 | 12.6 | 2.4 |  |  |  |  | 1
7847 | 12 | 1.8 |  |  |  |  | 1
7848 | 11.9 | 1.7 |  |  |  |  | 1
7849 | 10.5 | 0.3 |  |  |  |  | 1
7850 | 7.1 | -3.1 |  |  |  |  | 1
7851 | 7.5 | -2.7 |  |  |  |  | 1
7852 | 9.1 | -1.1 |  |  |  |  | 1
7853 | 7.2 | -3 |  |  |  |  | 1
7854 | 6.5 | -3.7 |  |  |  |  | 1
7855 | 8.3 | -1.9 |  |  |  |  | 1
7856 | 11 | 0.8 |  |  |  |  | 1
7857 | 11.6 | 1.4 |  |  |  |  | 1
7858 | 13.3 | 3.1 |  |  |  |  | 1
7859 | 15.2 | 5 |  |  |  |  | 1
7860 | 16 | 5.8 |  |  |  |  | 1
7861 | 18.1 | 7.9 |  |  |  |  | 1
7862 | 20.1 | 9.9 |  |  |  |  | 1
7863 | 19.6 | 9.4 |  |  |  |  | 1
7864 | 19.9 | 9.7 |  |  |  |  | 1
7865 | 20.4 | 10.2 |  |  |  |  | 1
7866 | 19.4 | 9.2 |  |  |  |  | 1
7867 | 18.9 | 8.7 |  |  |  |  | 1
7868 | 13.9 | 3.7 |  |  |  |  | 1
7869 | 14.9 | 4.7 |  |  |  |  | 1
7870 | 13.8 | 3.6 |  |  |  |  | 1
7871 | 11.6 | 1.4 |  |  |  |  | 1
7872 | 9.3 | -0.9 |  |  |  |  | 1
7873 | 8.7 | -1.6 |  |  |  |  | 1
7874 | 7 | -3.3 |  |  |  |  | 1
7875 | 7.7 | -2.6 |  |  |  |  | 1
7876 | 7.9 | -2.4 |  |  |  |  | 1
7877 | 7 | -3.3 |  |  |  |  | 1
7878 | 9.2 | -1.1 |  |  |  |  | 1
7879 | 8.2 | -2.1 |  |  |  |  | 1
7880 | 9.4 | -0.9 |  |  |  |  | 1
7881 | 11.7 | 1.4 |  |  |  |  | 1
7882 | 12.6 | 2.3 |  |  |  |  | 1
7883 | 15.9 | 5.6 |  |  |  |  | 1
7884 | 15.9 | 5.6 |  |  |  |  | 1
7885 | 18 | 7.7 |  |  |  |  | 1
7886 | 19.4 | 9.1 |  |  |  |  | 1
7887 | 17 | 6.7 |  |  |  |  | 1
7888 | 19 | 8.7 |  |  |  |  | 1
7889 | 19.1 | 8.8 |  |  |  |  | 1
7890 | 16.1 | 5.8 |  |  |  |  | 1
7891 | 17.4 | 7.1 |  |  |  |  | 1
7892 | 15.9 | 5.6 |  |  |  |  | 1
7893 | 12.9 | 2.6 |  |  |  |  | 1
7894 | 14.7 | 4.4 |  |  |  |  | 1
7895 | 11.7 | 1.4 |  |  |  |  | 1
7896 | 7.4 | -2.9 |  |  |  |  | 1
7897 | 8.1 | -2.3 |  |  |  |  | 1
7898 | 7.4 | -3 |  |  |  |  | 1
7899 | 7 | -3.4 |  |  |  |  | 1
7900 | 6 | -4.4 |  |  |  |  | 1
7901 | 5.9 | -4.5 |  |  |  |  | 1
7902 | 8 | -2.4 |  |  |  |  | 1
7903 | 7.5 | -2.9 |  |  |  |  | 1
7904 | 11.1 | 0.7 |  |  |  |  | 1
7905 | 12 | 1.6 |  |  |  |  | 1
7906 | 13.2 | 2.8 |  |  |  |  | 1
7907 | 13.8 | 3.4 |  |  |  |  | 1
7908 | 16.1 | 5.7 |  |  |  |  | 1
7909 | 17.3 | 6.9 |  |  |  |  | 1
7910 | 18.3 | 7.9 |  |  |  |  | 1
7911 | 16.8 | 6.4 |  |  |  |  | 1
7912 | 18.9 | 8.5 |  |  |  |  | 1
7913 | 16 | 5.6 |  |  |  |  | 1
7914 | 18.3 | 7.9 |  |  |  |  | 1
7915 | 20.2 | 9.8 |  |  |  |  | 1
7916 | 14.8 | 4.4 |  |  |  |  | 1
7917 | 13.5 | 3.1 |  |  |  |  | 1
7918 | 13.9 | 3.5 |  |  |  |  | 1
7919 | 10.4 | 0 |  |  |  |  | 1
7920 | 8.7 | -1.7 |  |  |  |  | 1
7921 | 8.3 | -2.1 |  |  |  |  | 1
7922 | 7.8 | -2.6 |  |  |  |  | 1
7923 | 8 | -2.4 |  |  |  |  | 1
7924 | 6.2 | -4.2 |  |  |  |  | 1
7925 | 6.3 | -4.1 |  |  |  |  | 1
7926 | 7.3 | -3.1 |  |  |  |  | 1
7927 | 7.7 | -2.7 |  |  |  |  | 1
7928 | 10.1 | -0.3 |  |  |  |  | 1
7929 | 12.9 | 2.5 |  |  |  |  | 1
7930 | 11.8 | 1.4 |  |  |  |  | 1
7931 | 12.9 | 2.5 |  |  |  |  | 1
7932 | 15.7 | 5.3 |  |  |  |  | 1
7933 | 16.3 | 5.9 |  |  |  |  | 1
7934 | 16.3 | 5.9 |  |  |  |  | 1
7935 | 17 | 6.6 |  |  |  |  | 1
7936 | 16.6 | 6.2 |  |  |  |  | 1
7937 | 18.5 | 8.1 |  |  |  |  | 1
7938 | 17.1 | 6.7 |  |  |  |  | 1
7939 | 19.2 | 8.8 |  |  |  |  | 1
7940 | 16.3 | 5.9 |  |  |  |  | 1
7941 | 13.1 | 2.7 |  |  |  |  | 1
7942 | 11.5 | 1.1 |  |  |  |  | 1
7943 | 10.7 | 0.3 |  |  |  |  | 1
7944 | 8.1 | -2.3 |  |  |  |  | 1
7945 | 8.3 | -2.2 |  |  |  |  | 1
7946 | 8.7 | -1.8 |  |  |  |  | 1
7947 | 6.4 | -4.1 |  |  |  |  | 1
7948 | 5.8 | -4.7 |  |  |  |  | 1
7949 | 4.5 | -6 |  |  |  |  | 1
7950 | 5.7 | -4.8 |  |  |  |  | 1
7951 | 8.5 | -2 |  |  |  |  | 1
7952 | 9.5 | -1 |  |  |  |  | 1
7953 | 11.3 | 0.8 |  |  |  |  | 1
7954 | 10.9 | 0.4 |  |  |  |  | 1
7955 | 15.2 | 4.7 |  |  |  |  | 1
7956 | 15 | 4.5 |  |  |  |  | 1
7957 | 14.6 | 4.1 |  |  |  |  | 1
7958 | 16.5 | 6 |  |  |  |  | 1
7959 | 17.6 | 7.1 |  |  |  |  | 1
7960 | 18.5 | 8 |  |  |  |  | 1
7961 | 16.4 | 5.9 |  |  |  |  | 1
7962 | 18.9 | 8.4 |  |  |  |  | 1
7963 | 16.8 | 6.3 |  |  |  |  | 1
7964 | 16.6 | 6.1 |  |  |  |  | 1
7965 | 15.9 | 5.4 |  |  |  |  | 1
7966 | 12.3 | 1.8 |  |  |  |  | 1
7967 | 10.3 | -0.2 |  |  |  |  | 1
7968 | 10.3 | -0.2 |  |  |  |  | 1
7969 | 6.1 | -4.4 |  |  |  |  | 1
7970 | 8.6 | -1.9 |  |  |  |  | 1
7971 | 6.6 | -3.9 |  |  |  |  | 1
7972 | 5.9 | -4.6 |  |  |  |  | 1
7973 | 5.3 | -5.2 |  |  |  |  | 1
7974 | 5.7 | -4.8 |  |  |  |  | 1
7975 | 7.8 | -2.7 |  |  |  |  | 1
7976 | 10 | -0.5 |  |  |  |  | 1
7977 | 10.9 | 0.4 |  |  |  |  | 1
7978 | 9.7 | -0.8 |  |  |  |  | 1
7979 | 13.2 | 2.7 |  |  |  |  | 1
7980 | 16.1 | 5.6 |  |  |  |  | 1
7981 | 18.9 | 8.4 |  |  |  |  | 1
7982 | 17.5 | 7 |  |  |  |  | 1
7983 | 18.7 | 8.2 |  |  |  |  | 1
7984 | 18.5 | 8 |  |  |  |  | 1
7985 | 17.8 | 7.3 |  |  |  |  | 1
7986 | 16.3 | 5.8 |  |  |  |  | 1
7987 | 15.6 | 5.1 |  |  |  |  | 1
7988 | 13.8 | 3.3 |  |  |  |  | 1
7989 | 14.6 | 4.1 |  |  |  |  | 1
7990 | 13.5 | 3 |  |  |  |  | 1
7991 | 10.7 | 0.2 |  |  |  |  | 1
7992 | 8.7 | -1.8 |  |  |  |  | 1
7993 | 9.3 | -1.3 |  |  |  |  | 1
7994 | 9.8 | -0.8 |  |  |  |  | 1
7995 | 4.4 | -6.2 |  |  |  |  | 1
7996 | 7 | -3.6 |  |  |  |  | 1
7997 | 6.7 | -3.9 |  |  |  |  | 1
7998 | 7.5 | -3.1 |  |  |  |  | 1
7999 | 8.9 | -1.7 |  |  |  |  | 1
8000 | 11.1 | 0.5 |  |  |  |  | 1
8001 | 10.6 | 0 |  |  |  |  | 1
8002 | 14.9 | 4.3 |  |  |  |  | 1
8003 | 12.4 | 1.8 |  |  |  |  | 1
8004 | 16.2 | 5.6 |  |  |  |  | 1
8005 | 14.8 | 4.2 |  |  |  |  | 1
8006 | 15.8 | 5.2 |  |  |  |  | 1
8007 | 18.6 | 8 |  |  |  |  | 1
8008 | 19.2 | 8.6 |  |  |  |  | 1
8009 | 17.4 | 6.8 |  |  |  |  | 1
8010 | 18.2 | 7.6 |  |  |  |  | 1
8011 | 15.7 | 5.1 |  |  |  |  | 1
8012 | 16.6 | 6 |  |  |  |  | 1
8013 | 12.1 | 1.5 |  |  |  |  | 1
8014 | 12.5 | 1.9 |  |  |  |  | 1
8015 | 11.1 | 0.5 |  |  |  |  | 1
8016 | 9.5 | -1.1 |  |  |  |  | 1
8017 | 7.9 | -2.7 |  |  |  |  | 1
8018 | 6.8 | -3.8 |  |  |  |  | 1
8019 | 3.3 | -7.3 |  |  |  |  | 1
8020 | 4.4 | -6.2 |  |  |  |  | 1
8021 | 7.5 | -3.1 |  |  |  |  | 1
8022 | 7.8 | -2.8 |  |  |  |  | 1
8023 | 9.5 | -1.1 |  |  |  |  | 1
8024 | 9.2 | -1.4 |  |  |  |  | 1
8025 | 12.6 | 2 |  |  |  |  | 1
8026 | 12 | 1.4 |  |  |  |  | 1
8027 | 14.9 | 4.3 |  |  |  |  | 1
8028 | 14.6 | 4 |  |  |  |  | 1
8029 | 15.7 | 5.1 |  |  |  |  | 1
8030 | 18.4 | 7.8 |  |  |  |  | 1
8031 | 16.2 | 5.6 |  |  |  |  | 1
8032 | 20 | 9.4 |  |  |  |  | 1
8033 | 20.1 | 9.5 |  |  |  |  | 1
8034 | 17.3 | 6.7 |  |  |  |  | 1
8035 | 18 | 7.4 |  |  |  |  | 1
8036 | 14.5 | 3.9 |  |  |  |  | 1
8037 | 13.4 | 2.8 |  |  |  |  | 1
8038 | 12.4 | 1.8 |  |  |  |  | 1
8039 | 9.9 | -0.7 |  |  |  |  | 1
8040 | 10 | -0.6 |  |  |  |  | 1
8041 | 8.8 | -1.9 |  |  |  |  | 1
8042 | 7.6 | -3.1 |  |  |  |  | 1
8043 | 5.6 | -5.1 |  |  |  |  | 1
8044 | 4.2 | -6.5 |  |  |  |  | 1
8045 | 6.7 | -4 |  |  |  |  | 1
8046 | 6.4 | -4.3 |  |  |  |  | 1
8047 | 5.8 | -4.9 |  |  |  |  | 1
8048 | 7.5 | -3.2 |  |  |  |  | 1
8049 | 10.1 | -0.6 |  |  |  |  | 1
8050 | 13.8 | 3.1 |  |  |  |  | 1
8051 | 14 | 3.3 |  |  |  |  | 1
8052 | 13.9 | 3.2 |  |  |  |  | 1
8053 | 14.9 | 4.2 |  |  |  |  | 1
8054 | 16 | 5.3 |  |  |  |  | 1
8055 | 16.6 | 5.9 |  |  |  |  | 1
8056 | 18.2 | 7.5 |  |  |  |  | 1
8057 | 19.1 | 8.4 |  |  |  |  | 1
8058 | 20.4 | 9.7 |  |  |  |  | 1
8059 | 18.3 | 7.6 |  |  |  |  | 1
8060 | 14.4 | 3.7 |  |  |  |  | 1
8061 | 14.7 | 4 |  |  |  |  | 1
8062 | 12.1 | 1.4 |  |  |  |  | 1
8063 | 12.5 | 1.8 |  |  |  |  | 1
8064 | 9.6 | -1.1 |  |  |  |  | 1
8065 | 7 | -3.7 |  |  |  |  | 1
8066 | 7.8 | -2.9 |  |  |  |  | 1
8067 | 5.1 | -5.6 |  |  |  |  | 1
8068 | 5.1 | -5.6 |  |  |  |  | 1
8069 | 5.7 | -5 |  |  |  |  | 1
8070 | 6.3 | -4.4 |  |  |  |  | 1
8071 | 5.1 | -5.6 |  |  |  |  | 1
8072 | 10 | -0.7 |  |  |  |  | 1
8073 | 13.5 | 2.8 |  |  |  |  | 1
8074 | 10.3 | -0.4 |  |  |  |  | 1
8075 | 15 | 4.3 |  |  |  |  | 1
8076 | 12.8 | 2.1 |  |  |  |  | 1
8077 | 16 | 5.3 |  |  |  |  | 1
8078 | 16 | 5.3 |  |  |  |  | 1
8079 | 17.9 | 7.2 |  |  |  |  | 1
8080 | 18.5 | 7.8 |  |  |  |  | 1
8081 | 16.1 | 5.4 |  |  |  |  | 1
8082 | 16.8 | 6.1 |  |  |  |  | 1
8083 | 17 | 6.3 |  |  |  |  | 1
8084 | 13.7 | 3 |  |  |  |  | 1
8085 | 14.9 | 4.2 |  |  |  |  | 1
8086 | 13.4 | 2.7 |  |  |  |  | 1
8087 | 9.7 | -1 |  |  |  |  | 1
8088 | 10.5 | -0.2 |  |  |  |  | 1
8089 | 5.1 | -5.7 |  |  |  |  | 1
8090 | 5.7 | -5.1 |  |  |  |  | 1
8091 | 6.5 | -4.3 |  |  |  |  | 1
8092 | 6.8 | -4 |  |  |  |  | 1
8093 | 7.2 | -3.6 |  |  |  |  | 1
8094 | 7.7 | -3.1 |  |  |  |  | 1
8095 | 7.5 | -3.3 |  |  |  |  | 1
8096 | 9.5 | -1.3 |  |  |  |  | 1
8097 | 10.2 | -0.6 |  |  |  |  | 1
8098 | 9.9 | -0.9 |  |  |  |  | 1
8099 | 14.3 | 3.5 |  |  |  |  | 1
8100 | 15.4 | 4.6 |  |  |  |  | 1
8101 | 15.8 | 5 |  |  |  |  | 1
8102 | 16.2 | 5.4 |  |  |  |  | 1
8103 | 19.8 | 9 |  |  |  |  | 1
8104 | 16.6 | 5.8 |  |  |  |  | 1
8105 | 17.6 | 6.8 |  |  |  |  | 1
8106 | 16 | 5.2 |  |  |  |  | 1
8107 | 15.9 | 5.1 |  |  |  |  | 1
8108 | 16 | 5.2 |  |  |  |  | 1
8109 | 13.7 | 2.9 |  |  |  |  | 1
8110 | 11.3 | 0.5 |  |  |  |  | 1
8111 | 11.1 | 0.3 |  |  |  |  | 1
8112 | 9.8 | -1 |  |  |  |  | 1
8113 | 7.2 | -3.6 |  |  |  |  | 1
8114 | 5.8 | -5 |  |  |  |  | 1
8115 | 4.9 | -5.9 |  |  |  |  | 1
8116 | 3.3 | -7.5 |  |  |  |  | 1
8117 | 7.6 | -3.2 |  |  |  |  | 1
8118 | 5.5 | -5.3 |  |  |  |  | 1
8119 | 5.9 | -4.9 |  |  |  |  | 1
8120 | 7.5 | -3.3 |  |  |  |  | 1
8121 | 8.6 | -2.2 |  |  |  |  | 1
8122 | 12.9 | 2.1 |  |  |  |  | 1
8123 | 13 | 2.2 |  |  |  |  | 1
8124 | 13.4 | 2.6 |  |  |  |  | 1
8125 | 14.8 | 4 |  |  |  |  | 1
8126 | 15.5 | 4.7 |  |  |  |  | 1
8127 | 18.7 | 7.9 |  |  |  |  | 1
8128 | 15.8 | 5 |  |  |  |  | 1
8129 | 17.4 | 6.6 |  |  |  |  | 1
8130 | 17.3 | 6.5 |  |  |  |  | 1
8131 | 16.2 | 5.4 |  |  |  |  | 1
8132 | 14.8 | 4 |  |  |  |  | 1
8133 | 12.9 | 2.1 |  |  |  |  | 1
8134 | 8.7 | -2.1 |  |  |  |  | 1
8135 | 10 | -0.8 |  |  |  |  | 1
8136 | 7.9 | -2.9 |  |  |  |  | 1
8137 | 5.6 | -5.3 |  |  |  |  | 1
8138 | 7.9 | -3 |  |  |  |  | 1
8139 | 7.1 | -3.8 |  |  |  |  | 1
8140 | 4.9 | -6 |  |  |  |  | 1
8141 | 6 | -4.9 |  |  |  |  | 1
8142 | 6.2 | -4.7 |  |  |  |  | 1
8143 | 4.9 | -6 |  |  |  |  | 1
8144 | 7.9 | -3 |  |  |  |  | 1
8145 | 10.9 | 0 |  |  |  |  | 1
8146 | 11.3 | 0.4 |  |  |  |  | 1
8147 | 11.7 | 0.8 |  |  |  |  | 1
8148 | 15.7 | 4.8 |  |  |  |  | 1
8149 | 16 | 5.1 |  |  |  |  | 1
8150 | 15.2 | 4.3 |  |  |  |  | 1
8151 | 16.5 | 5.6 |  |  |  |  | 1
8152 | 16.9 | 6 |  |  |  |  | 1
8153 | 16 | 5.1 |  |  |  |  | 1
8154 | 17.5 | 6.6 |  |  |  |  | 1
8155 | 15 | 4.1 |  |  |  |  | 1
8156 | 14.6 | 3.7 |  |  |  |  | 1
8157 | 15.1 | 4.2 |  |  |  |  | 1
8158 | 10.6 | -0.3 |  |  |  |  | 1
8159 | 8.5 | -2.4 |  |  |  |  | 1
8160 | 8.4 | -2.5 |  |  |  |  | 1
8161 | 6.5 | -4.4 |  |  |  |  | 1
8162 | 5.6 | -5.3 |  |  |  |  | 1
8163 | 4.4 | -6.5 |  |  |  |  | 1
8164 | 3.4 | -7.5 |  |  |  |  | 1
8165 | 5 | -5.9 |  |  |  |  | 1
8166 | 4.5 | -6.4 |  |  |  |  | 1
8167 | 5.7 | -5.2 |  |  |  |  | 1
8168 | 11.7 | 0.8 |  |  |  |  | 1
8169 | 12.6 | 1.7 |  |  |  |  | 1
8170 | 14.1 | 3.2 |  |  |  |  | 1
8171 | 12.4 | 1.5 |  |  |  |  | 1
8172 | 12.9 | 2 |  |  |  |  | 1
8173 | 16.2 | 5.3 |  |  |  |  | 1
8174 | 15.2 | 4.3 |  |  |  |  | 1
8175 | 16.7 | 5.8 |  |  |  |  | 1
8176 | 16.1 | 5.2 |  |  |  |  | 1
8177 | 18.1 | 7.2 |  |  |  |  | 1
8178 | 16.3 | 5.4 |  |  |  |  | 1
8179 | 15.9 | 5 |  |  |  |  | 1
8180 | 13.5 | 2.6 |  |  |  |  | 1
8181 | 12.6 | 1.7 |  |  |  |  | 1
8182 | 9.1 | -1.8 |  |  |  |  | 1
8183 | 9.6 | -1.3 |  |  |  |  | 1
8184 | 7.9 | -3 |  |  |  |  | 1
8185 | 7.4 | -3.6 |  |  |  |  | 1
8186 | 5.3 | -5.7 |  |  |  |  | 1
8187 | 4.1 | -6.9 |  |  |  |  | 1
8188 | 5.2 | -5.8 |  |  |  |  | 1
8189 | 7.1 | -3.9 |  |  |  |  | 1
8190 | 5.7 | -5.3 |  |  |  |  | 1
8191 | 9 | -2 |  |  |  |  | 1
8192 | 5.1 | -5.9 |  |  |  |  | 1
8193 | 8.5 | -2.5 |  |  |  |  | 1
8194 | 10.8 | -0.2 |  |  |  |  | 1
8195 | 11.1 | 0.1 |  |  |  |  | 1
8196 | 10.8 | -0.2 |  |  |  |  | 1
8197 | 15.4 | 4.4 |  |  |  |  | 1
8198 | 15.1 | 4.1 |  |  |  |  | 1
8199 | 15.9 | 4.9 |  |  |  |  | 1
8200 | 16.9 | 5.9 |  |  |  |  | 1
8201 | 16.6 | 5.6 |  |  |  |  | 1
8202 | 15.6 | 4.6 |  |  |  |  | 1
8203 | 16.1 | 5.1 |  |  |  |  | 1
8204 | 13.2 | 2.2 |  |  |  |  | 1
8205 | 14 | 3 |  |  |  |  | 1
8206 | 12.6 | 1.6 |  |  |  |  | 1
8207 | 7.7 | -3.3 |  |  |  |  | 1
8208 | 7.1 | -3.9 |  |  |  |  | 1
8209 | 7.8 | -3.2 |  |  |  |  | 1
8210 | 4.2 | -6.8 |  |  |  |  | 1
8211 | 4.5 | -6.5 |  |  |  |  | 1
8212 | 5.2 | -5.8 |  |  |  |  | 1
8213 | 6.4 | -4.6 |  |  |  |  | 1
8214 | 7.2 | -3.8 |  |  |  |  | 1
8215 | 6.6 | -4.4 |  |  |  |  | 1
8216 | 8.6 | -2.4 |  |  |  |  | 1
8217 | 9.8 | -1.2 |  |  |  |  | 1
8218 | 12.9 | 1.9 |  |  |  |  | 1
8219 | 12.5 | 1.5 |  |  |  |  | 1
8220 | 13.8 | 2.8 |  |  |  |  | 1
8221 | 15 | 4 |  |  |  |  | 1
8222 | 14.6 | 3.6 |  |  |  |  | 1
8223 | 15.2 | 4.2 |  |  |  |  | 1
8224 | 13.7 | 2.7 |  |  |  |  | 1
8225 | 18.5 | 7.5 |  |  |  |  | 1
8226 | 18.5 | 7.5 |  |  |  |  | 1
8227 | 13.1 | 2.1 |  |  |  |  | 1
8228 | 15 | 4 |  |  |  |  | 1
8229 | 13 | 2 |  |  |  |  | 1
8230 | 10.7 | -0.3 |  |  |  |  | 1
8231 | 10.2 | -0.8 |  |  |  |  | 1
8232 | 7.8 | -3.2 |  |  |  |  | 1
8233 | 9.8 | -1.3 |  |  |  |  | 1
8234 | 6.7 | -4.4 |  |  |  |  | 1
8235 | 4.1 | -7 |  |  |  |  | 1
8236 | 3.5 | -7.6 |  |  |  |  | 1
8237 | 6.7 | -4.4 |  |  |  |  | 1
8238 | 5.3 | -5.8 |  |  |  |  | 1
8239 | 6.3 | -4.8 |  |  |  |  | 1
8240 | 8 | -3.1 |  |  |  |  | 1
8241 | 9.4 | -1.7 |  |  |  |  | 1
8242 | 12.2 | 1.1 |  |  |  |  | 1
8243 | 11.3 | 0.2 |  |  |  |  | 1
8244 | 11.1 | 0 |  |  |  |  | 1
8245 | 14.4 | 3.3 |  |  |  |  | 1
8246 | 15.1 | 4 |  |  |  |  | 1
8247 | 15.9 | 4.8 |  |  |  |  | 1
8248 | 14.8 | 3.7 |  |  |  |  | 1
8249 | 15.5 | 4.4 |  |  |  |  | 1
8250 | 14.3 | 3.2 |  |  |  |  | 1
8251 | 16.2 | 5.1 |  |  |  |  | 1
8252 | 12.5 | 1.4 |  |  |  |  | 1
8253 | 12.1 | 1 |  |  |  |  | 1
8254 | 12.6 | 1.5 |  |  |  |  | 1
8255 | 8.9 | -2.2 |  |  |  |  | 1
8256 | 8.3 | -2.8 |  |  |  |  | 1
8257 | 7.7 | -3.4 |  |  |  |  | 1
8258 | 6.2 | -4.9 |  |  |  |  | 1
8259 | 4.2 | -6.9 |  |  |  |  | 1
8260 | 3.5 | -7.6 |  |  |  |  | 1
8261 | 6.5 | -4.6 |  |  |  |  | 1
8262 | 5.7 | -5.4 |  |  |  |  | 1
8263 | 5.6 | -5.5 |  |  |  |  | 1
8264 | 7.3 | -3.8 |  |  |  |  | 1
8265 | 9.1 | -2 |  |  |  |  | 1
8266 | 8.6 | -2.5 |  |  |  |  | 1
8267 | 12.8 | 1.7 |  |  |  |  | 1
8268 | 15 | 3.9 |  |  |  |  | 1
8269 | 14.2 | 3.1 |  |  |  |  | 1
8270 | 14.9 | 3.8 |  |  |  |  | 1
8271 | 16 | 4.9 |  |  |  |  | 1
8272 | 16.5 | 5.4 |  |  |  |  | 1
8273 | 18.9 | 7.8 |  |  |  |  | 1
8274 | 16.9 | 5.8 |  |  |  |  | 1
8275 | 15.2 | 4.1 |  |  |  |  | 1
8276 | 13 | 1.9 |  |  |  |  | 1
8277 | 12.3 | 1.2 |  |  |  |  | 1
8278 | 10.5 | -0.6 |  |  |  |  | 1
8279 | 7.8 | -3.3 |  |  |  |  | 1
8280 | 7.2 | -3.9 |  |  |  |  | 1
8281 | 6.9 | -4.2 |  |  |  |  | 1
8282 | 4.1 | -7 |  |  |  |  | 1
8283 | 3.2 | -7.9 |  |  |  |  | 1
8284 | 4.4 | -6.7 |  |  |  |  | 1
8285 | 4.3 | -6.8 |  |  |  |  | 1
8286 | 3.3 | -7.8 |  |  |  |  | 1
8287 | 7.8 | -3.3 |  |  |  |  | 1
8288 | 9 | -2.1 |  |  |  |  | 1
8289 | 11.5 | 0.4 |  |  |  |  | 1
8290 | 10 | -1.1 |  |  |  |  | 1
8291 | 12.8 | 1.7 |  |  |  |  | 1
8292 | 15 | 3.9 |  |  |  |  | 1
8293 | 15.5 | 4.4 |  |  |  |  | 1
8294 | 17.1 | 6 |  |  |  |  | 1
8295 | 16.6 | 5.5 |  |  |  |  | 1
8296 | 16 | 4.9 |  |  |  |  | 1
8297 | 16.9 | 5.8 |  |  |  |  | 1
8298 | 16.4 | 5.3 |  |  |  |  | 1
8299 | 15.6 | 4.5 |  |  |  |  | 1
8300 | 14.9 | 3.8 |  |  |  |  | 1
8301 | 12.3 | 1.2 |  |  |  |  | 1
8302 | 10.3 | -0.8 |  |  |  |  | 1
8303 | 10.4 | -0.7 |  |  |  |  | 1
8304 | 7.4 | -3.7 |  |  |  |  | 1
8305 | 5.2 | -6 |  |  |  |  | 1
8306 | 6.4 | -4.8 |  |  |  |  | 1
8307 | 2.1 | -9.1 |  |  |  |  | 1
8308 | 5.8 | -5.4 |  |  |  |  | 1
8309 | 5.7 | -5.5 |  |  |  |  | 1
8310 | 5.3 | -5.9 |  |  |  |  | 1
8311 | 7.6 | -3.6 |  |  |  |  | 1
8312 | 7 | -4.2 |  |  |  |  | 1
8313 | 9.3 | -1.9 |  |  |  |  | 1
8314 | 8.7 | -2.5 |  |  |  |  | 1
8315 | 10.5 | -0.7 |  |  |  |  | 1
8316 | 14 | 2.8 |  |  |  |  | 1
8317 | 14.2 | 3 |  |  |  |  | 1
8318 | 14.3 | 3.1 |  |  |  |  | 1
8319 | 17.4 | 6.2 |  |  |  |  | 1
8320 | 16.3 | 5.1 |  |  |  |  | 1
8321 | 15.4 | 4.2 |  |  |  |  | 1
8322 | 15.4 | 4.2 |  |  |  |  | 1
8323 | 16.5 | 5.3 |  |  |  |  | 1
8324 | 14.7 | 3.5 |  |  |  |  | 1
8325 | 12.1 | 0.9 |  |  |  |  | 1
8326 | 11.2 | 0 |  |  |  |  | 1
8327 | 8.2 | -3 |  |  |  |  | 1
8328 | 9.6 | -1.6 |  |  |  |  | 1
8329 | 7.7 | -3.5 |  |  |  |  | 1
8330 | 4.7 | -6.5 |  |  |  |  | 1
8331 | 4.8 | -6.4 |  |  |  |  | 1
8332 | 5.4 | -5.8 |  |  |  |  | 1
8333 | 5.7 | -5.5 |  |  |  |  | 1
8334 | 6.3 | -4.9 |  |  |  |  | 1
8335 | 6.9 | -4.3 |  |  |  |  | 1
8336 | 7.7 | -3.5 |  |  |  |  | 1
8337 | 6.9 | -4.3 |  |  |  |  | 1
8338 | 12.1 | 0.9 |  |  |  |  | 1
8339 | 11.5 | 0.3 |  |  |  |  | 1
8340 | 13.6 | 2.4 |  |  |  |  | 1
8341 | 14.5 | 3.3 |  |  |  |  | 1
8342 | 16.8 | 5.6 |  |  |  |  | 1
8343 | 15.6 | 4.4 |  |  |  |  | 1
8344 | 14.9 | 3.7 |  |  |  |  | 1
8345 | 17.9 | 6.7 |  |  |  |  | 1
8346 | 16.4 | 5.2 |  |  |  |  | 1
8347 | 16.4 | 5.2 |  |  |  |  | 1
8348 | 13.3 | 2.1 |  |  |  |  | 1
8349 | 12.3 | 1.1 |  |  |  |  | 1
8350 | 11.4 | 0.2 |  |  |  |  | 1
8351 | 7.5 | -3.7 |  |  |  |  | 1
8352 | 5.5 | -5.7 |  |  |  |  | 1
8353 | 5 | -6.3 |  |  |  |  | 1
8354 | 4.2 | -7.1 |  |  |  |  | 1
8355 | 6.5 | -4.8 |  |  |  |  | 1
8356 | 7.3 | -4 |  |  |  |  | 1
8357 | 4.2 | -7.1 |  |  |  |  | 1
8358 | 5.1 | -6.2 |  |  |  |  | 1
8359 | 5.6 | -5.7 |  |  |  |  | 1
8360 | 6.9 | -4.4 |  |  |  |  | 1
8361 | 9.1 | -2.2 |  |  |  |  | 1
8362 | 10.6 | -0.7 |  |  |  |  | 1
8363 | 11.3 | 0 |  |  |  |  | 1
8364 | 13.1 | 1.8 |  |  |  |  | 1
8365 | 13.7 | 2.4 |  |  |  |  | 1
8366 | 14.5 | 3.2 |  |  |  |  | 1
8367 | 15.5 | 4.2 |  |  |  |  | 1
8368 | 17 | 5.7 |  |  |  |  | 1
8369 | 16.6 | 5.3 |  |  |  |  | 1
8370 | 14.8 | 3.5 |  |  |  |  | 1
8371 | 15.6 | 4.3 |  |  |  |  | 1
8372 | 13.3 | 2 |  |  |  |  | 1
8373 | 12.9 | 1.6 |  |  |  |  | 1
8374 | 10 | -1.3 |  |  |  |  | 1
8375 | 10.8 | -0.5 |  |  |  |  | 1
8376 | 8.9 | -2.4 |  |  |  |  | 1
8377 | 6.7 | -4.6 |  |  |  |  | 1
8378 | 6.6 | -4.7 |  |  |  |  | 1
8379 | 3.5 | -7.8 |  |  |  |  | 1
8380 | 6.2 | -5.1 |  |  |  |  | 1
8381 | 2.8 | -8.5 |  |  |  |  | 1
8382 | 5 | -6.3 |  |  |  |  | 1
8383 | 5.1 | -6.2 |  |  |  |  | 1
8384 | 4.8 | -6.5 |  |  |  |  | 1
8385 | 7 | -4.3 |  |  |  |  | 1
8386 | 9.6 | -1.7 |  |  |  |  | 1
8387 | 12.2 | 0.9 |  |  |  |  | 1
8388 | 12.6 | 1.3 |  |  |  |  | 1
8389 | 15.5 | 4.2 |  |  |  |  | 1
8390 | 14.9 | 3.6 |  |  |  |  | 1
8391 | 14.8 | 3.5 |  |  |  |  | 1
8392 | 17.7 | 6.4 |  |  |  |  | 1
8393 | 17.3 | 6 |  |  |  |  | 1
8394 | 15 | 3.7 |  |  |  |  | 1
8395 | 12.4 | 1.1 |  |  |  |  | 1
8396 | 11.8 | 0.5 |  |  |  |  | 1
8397 | 11 | -0.3 |  |  |  |  | 1
8398 | 10.2 | -1.1 |  |  |  |  | 1
8399 | 10 | -1.3 |  |  |  |  | 1
8400 | 7.2 | -4.1 |  |  |  |  | 1
8401 | 6.1 | -5.2 |  |  |  |  | 1
8402 | 5.3 | -6 |  |  |  |  | 1
8403 | 2.8 | -8.5 |  |  |  |  | 1
8404 | 5.3 | -6 |  |  |  |  | 1
8405 | 6 | -5.3 |  |  |  |  | 1
8406 | 5.4 | -5.9 |  |  |  |  | 1
8407 | 7.6 | -3.7 |  |  |  |  | 1
8408 | 6.7 | -4.6 |  |  |  |  | 1
8409 | 8.4 | -2.9 |  |  |  |  | 1
8410 | 11.6 | 0.3 |  |  |  |  | 1
8411 | 11.3 | 0 |  |  |  |  | 1
8412 | 12.2 | 0.9 |  |  |  |  | 1
8413 | 16.4 | 5.1 |  |  |  |  | 1
8414 | 15 | 3.7 |  |  |  |  | 1
8415 | 14.8 | 3.5 |  |  |  |  | 1
8416 | 16 | 4.7 |  |  |  |  | 1
8417 | 13.2 | 1.9 |  |  |  |  | 1
8418 | 16.4 | 5.1 |  |  |  |  | 1
8419 | 15.8 | 4.5 |  |  |  |  | 1
8420 | 11.5 | 0.2 |  |  |  |  | 1
8421 | 10.7 | -0.6 |  |  |  |  | 1
8422 | 12.2 | 0.9 |  |  |  |  | 1
8423 | 9.6 | -1.7 |  |  |  |  | 1
8424 | 6.6 | -4.7 |  |  |  |  | 1
8425 | 5.4 | -6 |  |  |  |  | 1
8426 | 5.1 | -6.3 |  |  |  |  | 1
8427 | 5.8 | -5.6 |  |  |  |  | 1
8428 | 4.8 | -6.6 |  |  |  |  | 1
8429 | 4.7 | -6.7 |  |  |  |  | 1
8430 | 4.4 | -7 |  |  |  |  | 1
8431 | 7.5 | -3.9 |  |  |  |  | 1
8432 | 7.6 | -3.8 |  |  |  |  | 1
8433 | 7 | -4.4 |  |  |  |  | 1
8434 | 9.4 | -2 |  |  |  |  | 1
8435 | 13.6 | 2.2 |  |  |  |  | 1
8436 | 10.7 | -0.7 |  |  |  |  | 1
8437 | 12.8 | 1.4 |  |  |  |  | 1
8438 | 15.7 | 4.3 |  |  |  |  | 1
8439 | 15.5 | 4.1 |  |  |  |  | 1
8440 | 14.5 | 3.1 |  |  |  |  | 1
8441 | 11.4 | 0 |  |  |  |  | 1
8442 | 14.7 | 3.3 |  |  |  |  | 1
8443 | 15.5 | 4.1 |  |  |  |  | 1
8444 | 11.7 | 0.3 |  |  |  |  | 1
8445 | 10 | -1.4 |  |  |  |  | 1
8446 | 10.8 | -0.6 |  |  |  |  | 1
8447 | 10 | -1.4 |  |  |  |  | 1
8448 | 5.8 | -5.6 |  |  |  |  | 1
8449 | 5.1 | -6.3 |  |  |  |  | 1
8450 | 2.7 | -8.7 |  |  |  |  | 1
8451 | 4 | -7.4 |  |  |  |  | 1
8452 | 2.9 | -8.5 |  |  |  |  | 1
8453 | 3.7 | -7.7 |  |  |  |  | 1
8454 | 1.6 | -9.8 |  |  |  |  | 1
8455 | 6.6 | -4.8 |  |  |  |  | 1
8456 | 4.5 | -6.9 |  |  |  |  | 1
8457 | 6.6 | -4.8 |  |  |  |  | 1
8458 | 9.5 | -1.9 |  |  |  |  | 1
8459 | 8.9 | -2.5 |  |  |  |  | 1
8460 | 10.8 | -0.6 |  |  |  |  | 1
8461 | 12.9 | 1.5 |  |  |  |  | 1
8462 | 12.7 | 1.3 |  |  |  |  | 1
8463 | 14.7 | 3.3 |  |  |  |  | 1
8464 | 15.6 | 4.2 |  |  |  |  | 1
8465 | 17.6 | 6.2 |  |  |  |  | 1
8466 | 16 | 4.6 |  |  |  |  | 1
8467 | 11 | -0.4 |  |  |  |  | 1
8468 | 12.5 | 1.1 |  |  |  |  | 1
8469 | 10.3 | -1.1 |  |  |  |  | 1
8470 | 10.3 | -1.1 |  |  |  |  | 1
8471 | 7.8 | -3.6 |  |  |  |  | 1
8472 | 7.2 | -4.2 |  |  |  |  | 1
8473 | 6.2 | -5.3 |  |  |  |  | 1
8474 | 4 | -7.5 |  |  |  |  | 1
8475 | 1.9 | -9.6 |  |  |  |  | 1
8476 | 3.1 | -8.4 |  |  |  |  | 1
8477 | 4.6 | -6.9 |  |  |  |  | 1
8478 | 5.1 | -6.4 |  |  |  |  | 1
8479 | 5.2 | -6.3 |  |  |  |  | 1
8480 | 7.4 | -4.1 |  |  |  |  | 1
8481 | 8 | -3.5 |  |  |  |  | 1
8482 | 8.1 | -3.4 |  |  |  |  | 1
8483 | 11.4 | -0.1 |  |  |  |  | 1
8484 | 13.6 | 2.1 |  |  |  |  | 1
8485 | 15.5 | 4 |  |  |  |  | 1
8486 | 14.1 | 2.6 |  |  |  |  | 1
8487 | 15.6 | 4.1 |  |  |  |  | 1
8488 | 15.4 | 3.9 |  |  |  |  | 1
8489 | 13.8 | 2.3 |  |  |  |  | 1
8490 | 15.2 | 3.7 |  |  |  |  | 1
8491 | 12.8 | 1.3 |  |  |  |  | 1
8492 | 12.7 | 1.2 |  |  |  |  | 1
8493 | 10.4 | -1.1 |  |  |  |  | 1
8494 | 8.9 | -2.6 |  |  |  |  | 1
8495 | 8 | -3.5 |  |  |  |  | 1
8496 | 6.7 | -4.8 |  |  |  |  | 1
8497 | 5.9 | -5.6 |  |  |  |  | 1
8498 | 3.9 | -7.6 |  |  |  |  | 1
8499 | 3.4 | -8.1 |  |  |  |  | 1
8500 | 4 | -7.5 |  |  |  |  | 1
8501 | 3.2 | -8.3 |  |  |  |  | 1
8502 | 4.4 | -7.1 |  |  |  |  | 1
8503 | 4.6 | -6.9 |  |  |  |  | 1
8504 | 6.5 | -5 |  |  |  |  | 1
8505 | 9 | -2.5 |  |  |  |  | 1
8506 | 10.5 | -1 |  |  |  |  | 1
8507 | 12.1 | 0.6 |  |  |  |  | 1
8508 | 14 | 2.5 |  |  |  |  | 1
8509 | 14 | 2.5 |  |  |  |  | 1
8510 | 15.9 | 4.4 |  |  |  |  | 1
8511 | 14.9 | 3.4 |  |  |  |  | 1
8512 | 16.7 | 5.2 |  |  |  |  | 1
8513 | 16.2 | 4.7 |  |  |  |  | 1
8514 | 16.7 | 5.2 |  |  |  |  | 1
8515 | 14.8 | 3.3 |  |  |  |  | 1
8516 | 13.4 | 1.9 |  |  |  |  | 1
8517 | 11.5 | 0 |  |  |  |  | 1
8518 | 8.9 | -2.6 |  |  |  |  | 1
8519 | 7.2 | -4.3 |  |  |  |  | 1
8520 | 7.6 | -3.9 |  |  |  |  | 1
8521 | 3.7 | -7.8 |  |  |  |  | 1
8522 | 6.1 | -5.4 |  |  |  |  | 1
8523 | 3.9 | -7.6 |  |  |  |  | 1
8524 | 4.2 | -7.3 |  |  |  |  | 1
8525 | 4.8 | -6.7 |  |  |  |  | 1
8526 | 4.5 | -7 |  |  |  |  | 1
8527 | 5.1 | -6.4 |  |  |  |  | 1
8528 | 3.9 | -7.6 |  |  |  |  | 1
8529 | 8.3 | -3.2 |  |  |  |  | 1
8530 | 10.1 | -1.4 |  |  |  |  | 1
8531 | 9.2 | -2.3 |  |  |  |  | 1
8532 | 12.7 | 1.2 |  |  |  |  | 1
8533 | 13.6 | 2.1 |  |  |  |  | 1
8534 | 15.9 | 4.4 |  |  |  |  | 1
8535 | 13.2 | 1.7 |  |  |  |  | 1
8536 | 14.8 | 3.3 |  |  |  |  | 1
8537 | 15 | 3.5 |  |  |  |  | 1
8538 | 13.6 | 2.1 |  |  |  |  | 1
8539 | 13.9 | 2.4 |  |  |  |  | 1
8540 | 10 | -1.5 |  |  |  |  | 1
8541 | 8.3 | -3.2 |  |  |  |  | 1
8542 | 9.4 | -2.1 |  |  |  |  | 1
8543 | 8.5 | -3 |  |  |  |  | 1
8544 | 5.4 | -6.1 |  |  |  |  | 1
8545 | 5.5 | -6.1 |  |  |  |  | 1
8546 | 4.5 | -7.1 |  |  |  |  | 1
8547 | 4.2 | -7.4 |  |  |  |  | 1
8548 | 3.4 | -8.2 |  |  |  |  | 1
8549 | 1.5 | -10.1 |  |  |  |  | 1
8550 | 4.1 | -7.5 |  |  |  |  | 1
8551 | 5.3 | -6.3 |  |  |  |  | 1
8552 | 8.1 | -3.5 |  |  |  |  | 1
8553 | 6 | -5.6 |  |  |  |  | 1
8554 | 12.1 | 0.5 |  |  |  |  | 1
8555 | 10.8 | -0.8 |  |  |  |  | 1
8556 | 11.1 | -0.5 |  |  |  |  | 1
8557 | 13.2 | 1.6 |  |  |  |  | 1
8558 | 15.9 | 4.3 |  |  |  |  | 1
8559 | 15.2 | 3.6 |  |  |  |  | 1
8560 | 14.4 | 2.8 |  |  |  |  | 1
8561 | 16 | 4.4 |  |  |  |  | 1
8562 | 15.7 | 4.1 |  |  |  |  | 1
8563 | 13.6 | 2 |  |  |  |  | 1
8564 | 14.4 | 2.8 |  |  |  |  | 1
8565 | 13.4 | 1.8 |  |  |  |  | 1
8566 | 6.4 | -5.2 |  |  |  |  | 1
8567 | 7.8 | -3.8 |  |  |  |  | 1
8568 | 8.6 | -3 |  |  |  |  | 1
8569 | 5.6 | -6 |  |  |  |  | 1
8570 | 5.8 | -5.8 |  |  |  |  | 1
8571 | 4.1 | -7.5 |  |  |  |  | 1
8572 | 1.5 | -10.1 |  |  |  |  | 1
8573 | 2.7 | -8.9 |  |  |  |  | 1
8574 | 4 | -7.6 |  |  |  |  | 1
8575 | 6.6 | -5 |  |  |  |  | 1
8576 | 6.2 | -5.4 |  |  |  |  | 1
8577 | 7.1 | -4.5 |  |  |  |  | 1
8578 | 8.6 | -3 |  |  |  |  | 1
8579 | 11 | -0.6 |  |  |  |  | 1
8580 | 12.5 | 0.9 |  |  |  |  | 1
8581 | 16.2 | 4.6 |  |  |  |  | 1
8582 | 14.3 | 2.7 |  |  |  |  | 1
8583 | 13.6 | 2 |  |  |  |  | 1
8584 | 16 | 4.4 |  |  |  |  | 1
8585 | 15.4 | 3.8 |  |  |  |  | 1
8586 | 14.7 | 3.1 |  |  |  |  | 1
8587 | 12.6 | 1 |  |  |  |  | 1
8588 | 12.8 | 1.2 |  |  |  |  | 1
8589 | 10.2 | -1.4 |  |  |  |  | 1
8590 | 8.6 | -3 |  |  |  |  | 1
8591 | 7 | -4.6 |  |  |  |  | 1
8592 | 7.4 | -4.2 |  |  |  |  | 1
8593 | 3.2 | -8.4 |  |  |  |  | 1
8594 | 3.9 | -7.7 |  |  |  |  | 1
8595 | 3 | -8.6 |  |  |  |  | 1
8596 | 4.1 | -7.5 |  |  |  |  | 1
8597 | 3.2 | -8.4 |  |  |  |  | 1
8598 | 5.1 | -6.5 |  |  |  |  | 1
8599 | 4 | -7.6 |  |  |  |  | 1
8600 | 6.7 | -4.9 |  |  |  |  | 1
8601 | 7.9 | -3.7 |  |  |  |  | 1
8602 | 9.3 | -2.3 |  |  |  |  | 1
8603 | 12.6 | 1 |  |  |  |  | 1
8604 | 12.8 | 1.2 |  |  |  |  | 1
8605 | 13.7 | 2.1 |  |  |  |  | 1
8606 | 15.7 | 4.1 |  |  |  |  | 1
8607 | 15.4 | 3.8 |  |  |  |  | 1
8608 | 14.9 | 3.3 |  |  |  |  | 1
8609 | 16.1 | 4.5 |  |  |  |  | 1
8610 | 17 | 5.4 |  |  |  |  | 1
8611 | 12.7 | 1.1 |  |  |  |  | 1
8612 | 12.9 | 1.3 |  |  |  |  | 1
8613 | 10.9 | -0.7 |  |  |  |  | 1
8614 | 9.3 | -2.3 |  |  |  |  | 1
8615 | 5.3 | -6.3 |  |  |  |  | 1
8616 | 5.4 | -6.2 |  |  |  |  | 1
8617 | 3.9 | -7.7 |  |  |  |  | 1
8618 | 5.6 | -6 |  |  |  |  | 1
8619 | 1.9 | -9.7 |  |  |  |  | 1
8620 | 4.7 | -6.9 |  |  |  |  | 1
8621 | 2.1 | -9.5 |  |  |  |  | 1
8622 | 3.7 | -7.9 |  |  |  |  | 1
8623 | 4.3 | -7.3 |  |  |  |  | 1
8624 | 5.4 | -6.2 |  |  |  |  | 1
8625 | 5.6 | -6 |  |  |  |  | 1
8626 | 10.7 | -0.9 |  |  |  |  | 1
8627 | 12 | 0.4 |  |  |  |  | 1
8628 | 13.5 | 1.9 |  |  |  |  | 1
8629 | 14.5 | 2.9 |  |  |  |  | 1
8630 | 15.4 | 3.8 |  |  |  |  | 1
8631 | 16.4 | 4.8 |  |  |  |  | 1
8632 | 14.2 | 2.6 |  |  |  |  | 1
8633 | 15.6 | 4 |  |  |  |  | 1
8634 | 16 | 4.4 |  |  |  |  | 1
8635 | 13.7 | 2.1 |  |  |  |  | 1
8636 | 11.9 | 0.3 |  |  |  |  | 1
8637 | 9.6 | -2 |  |  |  |  | 1
8638 | 8.8 | -2.8 |  |  |  |  | 1
8639 | 7 | -4.6 |  |  |  |  | 1
8640 | 2.5 | -9.1 |  |  |  |  | 1
8641 | 5.3 | -6.4 |  |  |  |  | 1
8642 | 5.6 | -6.1 |  |  |  |  | 1
8643 | 3.9 | -7.8 |  |  |  |  | 1
8644 | 3.2 | -8.5 |  |  |  |  | 1
8645 | 2.3 | -9.4 |  |  |  |  | 1
8646 | 3.5 | -8.2 |  |  |  |  | 1
8647 | 6.4 | -5.3 |  |  |  |  | 1
8648 | 4.3 | -7.4 |  |  |  |  | 1
8649 | 10.2 | -1.5 |  |  |  |  | 1
8650 | 7.2 | -4.5 |  |  |  |  | 1
8651 | 11.6 | -0.1 |  |  |  |  | 1
8652 | 11.2 | -0.5 |  |  |  |  | 1
8653 | 12.7 | 1 |  |  |  |  | 1
8654 | 11.6 | -0.1 |  |  |  |  | 1
8655 | 15.9 | 4.2 |  |  |  |  | 1
8656 | 15.5 | 3.8 |  |  |  |  | 1
8657 | 16.1 | 4.4 |  |  |  |  | 1
8658 | 13.6 | 1.9 |  |  |  |  | 1
8659 | 14.8 | 3.1 |  |  |  |  | 1
8660 | 12.2 | 0.5 |  |  |  |  | 1
8661 | 10.3 | -1.4 |  |  |  |  | 1
8662 | 8.4 | -3.3 |  |  |  |  | 1
8663 | 8.9 | -2.8 |  |  |  |  | 1
8664 | 6.4 | -5.3 |  |  |  |  | 1
8665 | 5.2 | -6.5 |  |  |  |  | 1
8666 | 1.9 | -9.8 |  |  |  |  | 1
8667 | 3 | -8.7 |  |  |  |  | 1
8668 | 1.7 | -10 |  |  |  |  | 1
8669 | 2.1 | -9.6 |  |  |  |  | 1
8670 | 1.5 | -10.2 |  |  |  |  | 1
8671 | 5.4 | -6.3 |  |  |  |  | 1
8672 | 5.8 | -5.9 |  |  |  |  | 1
8673 | 7.4 | -4.3 |  |  |  |  | 1
8674 | 7.7 | -4 |  |  |  |  | 1
8675 | 10.7 | -1 |  |  |  |  | 1
8676 | 10.7 | -1 |  |  |  |  | 1
8677 | 13 | 1.3 |  |  |  |  | 1
8678 | 14.9 | 3.2 |  |  |  |  | 1
8679 | 15.2 | 3.5 |  |  |  |  | 1
8680 | 15.6 | 3.9 |  |  |  |  | 1
8681 | 13.9 | 2.2 |  |  |  |  | 1
8682 | 11.8 | 0.1 |  |  |  |  | 1
8683 | 13.5 | 1.8 |  |  |  |  | 1
8684 | 10.6 | -1.1 |  |  |  |  | 1
8685 | 10.1 | -1.6 |  |  |  |  | 1
8686 | 7.5 | -4.2 |  |  |  |  | 1
8687 | 7.1 | -4.6 |  |  |  |  | 1
8688 | 6.7 | -5 |  |  |  |  | 1
8689 | 4.2 | -7.5 |  |  |  |  | 1
8690 | 2.2 | -9.5 |  |  |  |  | 1
8691 | 3.2 | -8.5 |  |  |  |  | 1
8692 | 3.2 | -8.5 |  |  |  |  | 1
8693 | 3.1 | -8.6 |  |  |  |  | 1
8694 | 4 | -7.7 |  |  |  |  | 1
8695 | 6.1 | -5.6 |  |  |  |  | 1
8696 | 7.8 | -3.9 |  |  |  |  | 1
8697 | 8.1 | -3.6 |  |  |  |  | 1
8698 | 8.4 | -3.3 |  |  |  |  | 1
8699 | 10.8 | -0.9 |  |  |  |  | 1
8700 | 10.2 | -1.5 |  |  |  |  | 1
8701 | 13.1 | 1.4 |  |  |  |  | 1
8702 | 16.3 | 4.6 |  |  |  |  | 1
8703 | 14.6 | 2.9 |  |  |  |  | 1
8704 | 14.8 | 3.1 |  |  |  |  | 1
8705 | 13.7 | 2 |  |  |  |  | 1
8706 | 15.4 | 3.7 |  |  |  |  | 1
8707 | 12.7 | 1 |  |  |  |  | 1
8708 | 12.2 | 0.5 |  |  |  |  | 1
8709 | 10 | -1.7 |  |  |  |  | 1
8710 | 7.4 | -4.3 |  |  |  |  | 1
8711 | 7.1 | -4.6 |  |  |  |  | 1
8712 | 4.6 | -7.1 |  |  |  |  | 1
8713 | 3.7 | -8 |  |  |  |  | 1
8714 | 2.9 | -8.8 |  |  |  |  | 1
8715 | 5 | -6.7 |  |  |  |  | 1
8716 | 3.5 | -8.2 |  |  |  |  | 1
8717 | 3.3 | -8.4 |  |  |  |  | 1
8718 | 2.8 | -8.9 |  |  |  |  | 1
8719 | 5.2 | -6.5 |  |  |  |  | 1
8720 | 5.6 | -6.1 |  |  |  |  | 1
8721 | 8.7 | -3 |  |  |  |  | 1
8722 | 8.5 | -3.2 |  |  |  |  | 1
8723 | 12.4 | 0.7 |  |  |  |  | 1
8724 | 11.5 | -0.2 |  |  |  |  | 1
8725 | 13.1 | 1.4 |  |  |  |  | 1
8726 | 13.4 | 1.7 |  |  |  |  | 1
8727 | 14.5 | 2.8 |  |  |  |  | 1
8728 | 13.6 | 1.9 |  |  |  |  | 1
8729 | 13.2 | 1.5 |  |  |  |  | 1
8730 | 12 | 0.3 |  |  |  |  | 1
8731 | 12 | 0.3 |  |  |  |  | 1
8732 | 10.6 | -1.1 |  |  |  |  | 1
8733 | 10.7 | -1 |  |  |  |  | 1
8734 | 8 | -3.7 |  |  |  |  | 1
8735 | 7 | -4.7 |  |  |  |  | 1
8736 | 7.3 | -4.4 |  |  |  |  | 1
8737 | 5.2 | -6.6 |  |  |  |  | 1
8738 | 1.6 | -10.2 |  |  |  |  | 1
8739 | 3.4 | -8.4 |  |  |  |  | 1
8740 | 3.4 | -8.4 |  |  |  |  | 1
8741 | 2.7 | -9.1 |  |  |  |  | 1
8742 | 2.4 | -9.4 |  |  |  |  | 1
8743 | 4.9 | -6.9 |  |  |  |  | 1
8744 | 5.4 | -6.4 |  |  |  |  | 1
8745 | 7.5 | -4.3 |  |  |  |  | 1
8746 | 9.4 | -2.4 |  |  |  |  | 1
8747 | 10.7 | -1.1 |  |  |  |  | 1
8748 | 11.1 | -0.7 |  |  |  |  | 1
8749 | 11 | -0.8 |  |  |  |  | 1
8750 | 14 | 2.2 |  |  |  |  | 1
8751 | 14.3 | 2.5 |  |  |  |  | 1
8752 | 14.5 | 2.7 |  |  |  |  | 1
8753 | 14.9 | 3.1 |  |  |  |  | 1
8754 | 14.5 | 2.7 |  |  |  |  | 1
8755 | 11.6 | -0.2 |  |  |  |  | 1
8756 | 12.7 | 0.9 |  |  |  |  | 1
8757 | 10.7 | -1.1 |  |  |  |  | 1
8758 | 8.9 | -2.9 |  |  |  |  | 1
8759 | 7.2 | -4.6 |  |  |  |  | 1
8760 | 8.3 | -3.5 |  |  |  |  | 1
Energy-weighted PUE
Annual WUE (L/kWh)
Chiller-trim hours
Adiabatic hours
QC: row count=8760
QC: WB>DB errors=0
Note on B1: SYNTHETIC weather placeholder. PASTE real site TMY3/EPW dry-bulb over B2:B8761, coincident wet-bulb over C2:C8761. Everything recomputes.

## OpEx_Waterfall
Line | $/yr (or noted)
Annual facility energy (GWh)
Energy $ (base)
4CP transmission $
Water-plant OpEx
Staffing (Model B)
Legionella/biocide
Dielectric topup (Model A)
Water revenue (credit)
NET ANNUAL OPEX
Annual CO2 (t)
AWARE water (m3-eq)
NPV OpEx (life)
Note on A4: 4CP: BESS toggle (Assumptions!B22) cuts transmission charge ~85%.
Note on A9: Water revenue offsets only ~5-6% of energy penalty. Not a hedge.

## LoadTrajectory
Year | IT_MW | Note
0 | 50 | GB200
4 | 62 | Rubin re-fit: +~$100M CapEx reserve
8 | 75 | 2x density headroom check
Note on A1: Flat 50MW for 17.5yr is unrealistic. Model as rising step; GPU refresh 2-4yr vs infra 15-20yr = stranded-asset risk.

## Scenario
TORNADO 1: Facility PUE swing
Variable | Low case | High case | Swing
Liquid-capture 0.95->0.80
Export 0->9000 m3/d
Cooling-only 1.10->1.18
TORNADO 2: NPV OpEx swing ($)
Variable | Low case | High case | Swing
Grid price $40->$220/MWh
4CP: BESS on->off
IT load flat->step75MW
Water revenue $0.20->$1.50/m3
TORNADO 3: WUE swing (L/kWh)
Variable | Low case | High case | Swing
Site Phoenix->Singapore | 0 | 0.3
Setpoint W45->W40 | 0.01 | 0.2
Adiab eff 90%->60%@highWB | 0.05 | 0.25
SITE COMPARISON (SYNTHETIC weather — screening only)
Site | Energy-wtd PUE | Annual WUE | Chiller-trim hrs | Adiabatic hrs | Max DB
Phoenix
Houston
Singapore
Note on A1: Sensitivity grids recompute live from Assumptions. To convert to native Excel Data Tables: select grid, Data>What-If>Data Table, set column input cell to the swept Assumptions cell.
Note on A24: Expected pattern: Phoenix low WUE/low trim (dry); Houston moderate; Singapore high adiabatic hrs. If Phoenix shows high trim, weather calibration is off.

## Bin_Phoenix_SYNTH
SYNTHETIC — NOT MEASURED TMY3. Anchor-calibrated to Phoenix ASHRAE design conditions. REPLACE with real TMY3/EPW before issuance. 0.4% DB ~43.4C, MCWB ~21C. Hot-DRY: big DB-WB spread, low WB.
hour | Tdb_C | Twb_C | dry_feasible | mode | fan_frac | fan_MW | pump_MW | adiab_Lph | trim_MW | cooling_MW | total_MW | hourly_PUE
1 | 5.6 | 5 |  |  |  |  | 1
2 | 2.1 | 5 |  |  |  |  | 1
3 | 3.9 | 5 |  |  |  |  | 1
4 | 3.3 | 5 |  |  |  |  | 1
5 | 1.5 | 5 |  |  |  |  | 1
6 | 4.2 | 5 |  |  |  |  | 1
7 | 5.9 | 5 |  |  |  |  | 1
8 | 7.1 | 5 |  |  |  |  | 1
9 | 8.8 | 5 |  |  |  |  | 1
10 | 10.7 | 5 |  |  |  |  | 1
11 | 13.2 | 5 |  |  |  |  | 1
12 | 16.2 | 5 |  |  |  |  | 1
13 | 17.6 | 5 |  |  |  |  | 1
14 | 18.7 | 5 |  |  |  |  | 1
15 | 20 | 5 |  |  |  |  | 1
16 | 20.8 | 5 |  |  |  |  | 1
17 | 21.7 | 5 |  |  |  |  | 1
18 | 19.2 | 5 |  |  |  |  | 1
19 | 16.2 | 5 |  |  |  |  | 1
20 | 16.6 | 5 |  |  |  |  | 1
21 | 11.8 | 5 |  |  |  |  | 1
22 | 12.9 | 5 |  |  |  |  | 1
23 | 11.6 | 5 |  |  |  |  | 1
24 | 7.5 | 5 |  |  |  |  | 1
25 | 3.1 | 5 |  |  |  |  | 1
26 | 4.2 | 5 |  |  |  |  | 1
27 | 6.1 | 5 |  |  |  |  | 1
28 | 1.5 | 5 |  |  |  |  | 1
29 | 3.7 | 5 |  |  |  |  | 1
30 | 5.5 | 5 |  |  |  |  | 1
31 | 5.8 | 5 |  |  |  |  | 1
32 | 7.6 | 5 |  |  |  |  | 1
33 | 10.1 | 5 |  |  |  |  | 1
34 | 12.2 | 5 |  |  |  |  | 1
35 | 16.3 | 5 |  |  |  |  | 1
36 | 16.3 | 5 |  |  |  |  | 1
37 | 17.4 | 5 |  |  |  |  | 1
38 | 21.4 | 5 |  |  |  |  | 1
39 | 19.5 | 5 |  |  |  |  | 1
40 | 20.4 | 5 |  |  |  |  | 1
41 | 20 | 5 |  |  |  |  | 1
42 | 20.4 | 5 |  |  |  |  | 1
43 | 17.5 | 5 |  |  |  |  | 1
44 | 15.4 | 5 |  |  |  |  | 1
45 | 12.1 | 5 |  |  |  |  | 1
46 | 9.9 | 5 |  |  |  |  | 1
47 | 10 | 5 |  |  |  |  | 1
48 | 6.4 | 5 |  |  |  |  | 1
49 | 3.8 | 5 |  |  |  |  | 1
50 | 4.1 | 5 |  |  |  |  | 1
51 | 2.6 | 5 |  |  |  |  | 1
52 | 3.6 | 5 |  |  |  |  | 1
53 | 3 | 5 |  |  |  |  | 1
54 | 3.7 | 5 |  |  |  |  | 1
55 | 6.3 | 5 |  |  |  |  | 1
56 | 8.4 | 5 |  |  |  |  | 1
57 | 10.1 | 5 |  |  |  |  | 1
58 | 12 | 5 |  |  |  |  | 1
59 | 14.6 | 5 |  |  |  |  | 1
60 | 13.5 | 5 |  |  |  |  | 1
61 | 17.3 | 5 |  |  |  |  | 1
62 | 19.9 | 5 |  |  |  |  | 1
63 | 21.5 | 5 |  |  |  |  | 1
64 | 19.4 | 5 |  |  |  |  | 1
65 | 19.2 | 5 |  |  |  |  | 1
66 | 19.3 | 5 |  |  |  |  | 1
67 | 17.3 | 5 |  |  |  |  | 1
68 | 16.9 | 5 |  |  |  |  | 1
69 | 14 | 5 |  |  |  |  | 1
70 | 10.2 | 5 |  |  |  |  | 1
71 | 9.9 | 5 |  |  |  |  | 1
72 | 9.4 | 5 |  |  |  |  | 1
73 | 5.2 | 5 |  |  |  |  | 1
74 | 1.3 | 5 |  |  |  |  | 1
75 | 3.6 | 5 |  |  |  |  | 1
76 | 2.1 | 5 |  |  |  |  | 1
77 | 4.4 | 5 |  |  |  |  | 1
78 | 2.4 | 5 |  |  |  |  | 1
79 | 4.2 | 5 |  |  |  |  | 1
80 | 7.5 | 5 |  |  |  |  | 1
81 | 7.7 | 5 |  |  |  |  | 1
82 | 10.9 | 5 |  |  |  |  | 1
83 | 14.5 | 5 |  |  |  |  | 1
84 | 17.2 | 5 |  |  |  |  | 1
85 | 19.1 | 5 |  |  |  |  | 1
86 | 18.8 | 5 |  |  |  |  | 1
87 | 18 | 5 |  |  |  |  | 1
88 | 22.1 | 5.2 |  |  |  |  | 1
89 | 23 | 6.1 |  |  |  |  | 1
90 | 19 | 5 |  |  |  |  | 1
91 | 20.1 | 5 |  |  |  |  | 1
92 | 16.7 | 5 |  |  |  |  | 1
93 | 14.1 | 5 |  |  |  |  | 1
94 | 12.5 | 5 |  |  |  |  | 1
95 | 9.5 | 5 |  |  |  |  | 1
96 | 6.6 | 5 |  |  |  |  | 1
97 | 5.7 | 5 |  |  |  |  | 1
98 | 4.3 | 5 |  |  |  |  | 1
99 | 3 | 5 |  |  |  |  | 1
100 | 3.5 | 5 |  |  |  |  | 1
101 | 2.5 | 5 |  |  |  |  | 1
102 | 1.9 | 5 |  |  |  |  | 1
103 | 6.2 | 5 |  |  |  |  | 1
104 | 8.6 | 5 |  |  |  |  | 1
105 | 10.5 | 5 |  |  |  |  | 1
106 | 10.7 | 5 |  |  |  |  | 1
107 | 14.4 | 5 |  |  |  |  | 1
108 | 17.1 | 5 |  |  |  |  | 1
109 | 17.6 | 5 |  |  |  |  | 1
110 | 18.4 | 5 |  |  |  |  | 1
111 | 18.8 | 5 |  |  |  |  | 1
112 | 19.3 | 5 |  |  |  |  | 1
113 | 20.2 | 5 |  |  |  |  | 1
114 | 19.9 | 5 |  |  |  |  | 1
115 | 18 | 5 |  |  |  |  | 1
116 | 14.5 | 5 |  |  |  |  | 1
117 | 12.5 | 5 |  |  |  |  | 1
118 | 11.9 | 5 |  |  |  |  | 1
119 | 9.6 | 5 |  |  |  |  | 1
120 | 4.7 | 5 |  |  |  |  | 1
121 | 3.3 | 5 |  |  |  |  | 1
122 | 4.7 | 5 |  |  |  |  | 1
123 | 5.1 | 5 |  |  |  |  | 1
124 | 2.4 | 5 |  |  |  |  | 1
125 | 6 | 5 |  |  |  |  | 1
126 | 4.2 | 5 |  |  |  |  | 1
127 | 6.6 | 5 |  |  |  |  | 1
128 | 6.8 | 5 |  |  |  |  | 1
129 | 10.4 | 5 |  |  |  |  | 1
130 | 10.2 | 5 |  |  |  |  | 1
131 | 15.4 | 5 |  |  |  |  | 1
132 | 16.6 | 5 |  |  |  |  | 1
133 | 19.6 | 5 |  |  |  |  | 1
134 | 19.1 | 5 |  |  |  |  | 1
135 | 20.3 | 5 |  |  |  |  | 1
136 | 21.6 | 5 |  |  |  |  | 1
137 | 21.5 | 5 |  |  |  |  | 1
138 | 17.6 | 5 |  |  |  |  | 1
139 | 18.2 | 5 |  |  |  |  | 1
140 | 18 | 5 |  |  |  |  | 1
141 | 13.6 | 5 |  |  |  |  | 1
142 | 11.5 | 5 |  |  |  |  | 1
143 | 10.5 | 5 |  |  |  |  | 1
144 | 6.2 | 5 |  |  |  |  | 1
145 | 4.9 | 5 |  |  |  |  | 1
146 | 2.9 | 5 |  |  |  |  | 1
147 | 0 | 5 |  |  |  |  | 1
148 | 1.6 | 5 |  |  |  |  | 1
149 | 4.5 | 5 |  |  |  |  | 1
150 | 6.1 | 5 |  |  |  |  | 1
151 | 3.5 | 5 |  |  |  |  | 1
152 | 5.5 | 5 |  |  |  |  | 1
153 | 8.3 | 5 |  |  |  |  | 1
154 | 9.4 | 5 |  |  |  |  | 1
155 | 14.2 | 5 |  |  |  |  | 1
156 | 17.3 | 5 |  |  |  |  | 1
157 | 17.7 | 5 |  |  |  |  | 1
158 | 19.7 | 5 |  |  |  |  | 1
159 | 19 | 5 |  |  |  |  | 1
160 | 22.7 | 5.8 |  |  |  |  | 1
161 | 21.3 | 5 |  |  |  |  | 1
162 | 18.6 | 5 |  |  |  |  | 1
163 | 17.1 | 5 |  |  |  |  | 1
164 | 15.3 | 5 |  |  |  |  | 1
165 | 13.2 | 5 |  |  |  |  | 1
166 | 13 | 5 |  |  |  |  | 1
167 | 8.5 | 5 |  |  |  |  | 1
168 | 8.8 | 5 |  |  |  |  | 1
169 | 5.5 | 5 |  |  |  |  | 1
170 | 2.3 | 5 |  |  |  |  | 1
171 | 2 | 5 |  |  |  |  | 1
172 | 2.7 | 5 |  |  |  |  | 1
173 | 2.9 | 5 |  |  |  |  | 1
174 | 5.7 | 5 |  |  |  |  | 1
175 | 4.9 | 5 |  |  |  |  | 1
176 | 7.2 | 5 |  |  |  |  | 1
177 | 8.8 | 5 |  |  |  |  | 1
178 | 9.1 | 5 |  |  |  |  | 1
179 | 14.8 | 5 |  |  |  |  | 1
180 | 14.2 | 5 |  |  |  |  | 1
181 | 18.5 | 5 |  |  |  |  | 1
182 | 20.1 | 5 |  |  |  |  | 1
183 | 18.6 | 5 |  |  |  |  | 1
184 | 20.8 | 5 |  |  |  |  | 1
185 | 19.4 | 5 |  |  |  |  | 1
186 | 17.3 | 5 |  |  |  |  | 1
187 | 16.8 | 5 |  |  |  |  | 1
188 | 13 | 5 |  |  |  |  | 1
189 | 14.3 | 5 |  |  |  |  | 1
190 | 9.3 | 5 |  |  |  |  | 1
191 | 6.9 | 5 |  |  |  |  | 1
192 | 7.8 | 5 |  |  |  |  | 1
193 | 6.6 | 5 |  |  |  |  | 1
194 | 3 | 5 |  |  |  |  | 1
195 | 4 | 5 |  |  |  |  | 1
196 | 3.2 | 5 |  |  |  |  | 1
197 | 1.7 | 5 |  |  |  |  | 1
198 | 3.3 | 5 |  |  |  |  | 1
199 | 3.4 | 5 |  |  |  |  | 1
200 | 8.2 | 5 |  |  |  |  | 1
201 | 8.3 | 5 |  |  |  |  | 1
202 | 10.2 | 5 |  |  |  |  | 1
203 | 12.9 | 5 |  |  |  |  | 1
204 | 13.9 | 5 |  |  |  |  | 1
205 | 15.1 | 5 |  |  |  |  | 1
206 | 19.9 | 5 |  |  |  |  | 1
207 | 19.2 | 5 |  |  |  |  | 1
208 | 20.5 | 5 |  |  |  |  | 1
209 | 21.2 | 5 |  |  |  |  | 1
210 | 17.5 | 5 |  |  |  |  | 1
211 | 17.1 | 5 |  |  |  |  | 1
212 | 13.6 | 5 |  |  |  |  | 1
213 | 13.7 | 5 |  |  |  |  | 1
214 | 10.8 | 5 |  |  |  |  | 1
215 | 8.7 | 5 |  |  |  |  | 1
216 | 8.7 | 5 |  |  |  |  | 1
217 | 6.8 | 5 |  |  |  |  | 1
218 | 3.8 | 5 |  |  |  |  | 1
219 | 2.8 | 5 |  |  |  |  | 1
220 | 5.5 | 5 |  |  |  |  | 1
221 | -0.8 | 5 |  |  |  |  | 1
222 | 3.4 | 5 |  |  |  |  | 1
223 | 4 | 5 |  |  |  |  | 1
224 | 9.7 | 5 |  |  |  |  | 1
225 | 8.7 | 5 |  |  |  |  | 1
226 | 11.6 | 5 |  |  |  |  | 1
227 | 12.2 | 5 |  |  |  |  | 1
228 | 15.7 | 5 |  |  |  |  | 1
229 | 17.2 | 5 |  |  |  |  | 1
230 | 19.5 | 5 |  |  |  |  | 1
231 | 20.5 | 5 |  |  |  |  | 1
232 | 19.6 | 5 |  |  |  |  | 1
233 | 18.8 | 5 |  |  |  |  | 1
234 | 19.5 | 5 |  |  |  |  | 1
235 | 19.2 | 5 |  |  |  |  | 1
236 | 16.2 | 5 |  |  |  |  | 1
237 | 13.7 | 5 |  |  |  |  | 1
238 | 12.3 | 5 |  |  |  |  | 1
239 | 7.6 | 5 |  |  |  |  | 1
240 | 6.4 | 5 |  |  |  |  | 1
241 | 1.1 | 5 |  |  |  |  | 1
242 | 3.2 | 5 |  |  |  |  | 1
243 | -0.5 | 5 |  |  |  |  | 1
244 | 2.3 | 5 |  |  |  |  | 1
245 | 3.5 | 5 |  |  |  |  | 1
246 | 2 | 5 |  |  |  |  | 1
247 | 5.8 | 5 |  |  |  |  | 1
248 | 7.5 | 5 |  |  |  |  | 1
249 | 7.8 | 5 |  |  |  |  | 1
250 | 9.6 | 5 |  |  |  |  | 1
251 | 14.6 | 5 |  |  |  |  | 1
252 | 16.4 | 5 |  |  |  |  | 1
253 | 17.2 | 5 |  |  |  |  | 1
254 | 19 | 5 |  |  |  |  | 1
255 | 17.2 | 5 |  |  |  |  | 1
256 | 20.3 | 5 |  |  |  |  | 1
257 | 20.5 | 5 |  |  |  |  | 1
258 | 19.9 | 5 |  |  |  |  | 1
259 | 17.8 | 5 |  |  |  |  | 1
260 | 17.1 | 5 |  |  |  |  | 1
261 | 13.1 | 5 |  |  |  |  | 1
262 | 9.4 | 5 |  |  |  |  | 1
263 | 10.1 | 5 |  |  |  |  | 1
264 | 8 | 5 |  |  |  |  | 1
265 | 3 | 5 |  |  |  |  | 1
266 | 1.1 | 5 |  |  |  |  | 1
267 | 2.1 | 5 |  |  |  |  | 1
268 | 1.7 | 5 |  |  |  |  | 1
269 | 2 | 5 |  |  |  |  | 1
270 | 2.3 | 5 |  |  |  |  | 1
271 | 6.8 | 5 |  |  |  |  | 1
272 | 7.2 | 5 |  |  |  |  | 1
273 | 7.6 | 5 |  |  |  |  | 1
274 | 10.7 | 5 |  |  |  |  | 1
275 | 12.2 | 5 |  |  |  |  | 1
276 | 15.1 | 5 |  |  |  |  | 1
277 | 18.1 | 5 |  |  |  |  | 1
278 | 15.5 | 5 |  |  |  |  | 1
279 | 18.7 | 5 |  |  |  |  | 1
280 | 21.7 | 5 |  |  |  |  | 1
281 | 20.8 | 5 |  |  |  |  | 1
282 | 18.3 | 5 |  |  |  |  | 1
283 | 18.9 | 5 |  |  |  |  | 1
284 | 14.7 | 5 |  |  |  |  | 1
285 | 13.2 | 5 |  |  |  |  | 1
286 | 11.8 | 5 |  |  |  |  | 1
287 | 9.9 | 5 |  |  |  |  | 1
288 | 6.9 | 5 |  |  |  |  | 1
289 | 3.6 | 5 |  |  |  |  | 1
290 | 4.7 | 5 |  |  |  |  | 1
291 | 0.8 | 5 |  |  |  |  | 1
292 | 1.4 | 5 |  |  |  |  | 1
293 | 1.3 | 5 |  |  |  |  | 1
294 | 2 | 5 |  |  |  |  | 1
295 | 6.1 | 5 |  |  |  |  | 1
296 | 6.5 | 5 |  |  |  |  | 1
297 | 9.5 | 5 |  |  |  |  | 1
298 | 11.4 | 5 |  |  |  |  | 1
299 | 13.8 | 5 |  |  |  |  | 1
300 | 17.5 | 5 |  |  |  |  | 1
301 | 16.7 | 5 |  |  |  |  | 1
302 | 22.7 | 5.7 |  |  |  |  | 1
303 | 20 | 5 |  |  |  |  | 1
304 | 17.9 | 5 |  |  |  |  | 1
305 | 18.4 | 5 |  |  |  |  | 1
306 | 19.5 | 5 |  |  |  |  | 1
307 | 15.6 | 5 |  |  |  |  | 1
308 | 14.1 | 5 |  |  |  |  | 1
309 | 13.2 | 5 |  |  |  |  | 1
310 | 12.7 | 5 |  |  |  |  | 1
311 | 5.8 | 5 |  |  |  |  | 1
312 | 3.9 | 5 |  |  |  |  | 1
313 | 4.1 | 5 |  |  |  |  | 1
314 | 1.2 | 5 |  |  |  |  | 1
315 | 2.7 | 5 |  |  |  |  | 1
316 | 0.9 | 5 |  |  |  |  | 1
317 | 2.2 | 5 |  |  |  |  | 1
318 | 1.7 | 5 |  |  |  |  | 1
319 | 3.7 | 5 |  |  |  |  | 1
320 | 7.6 | 5 |  |  |  |  | 1
321 | 10.7 | 5 |  |  |  |  | 1
322 | 10.6 | 5 |  |  |  |  | 1
323 | 11.2 | 5 |  |  |  |  | 1
324 | 15.2 | 5 |  |  |  |  | 1
325 | 17.2 | 5 |  |  |  |  | 1
326 | 19.6 | 5 |  |  |  |  | 1
327 | 21.8 | 5 |  |  |  |  | 1
328 | 18.5 | 5 |  |  |  |  | 1
329 | 20.5 | 5 |  |  |  |  | 1
330 | 17.9 | 5 |  |  |  |  | 1
331 | 18.2 | 5 |  |  |  |  | 1
332 | 14.3 | 5 |  |  |  |  | 1
333 | 16 | 5 |  |  |  |  | 1
334 | 10.9 | 5 |  |  |  |  | 1
335 | 8.9 | 5 |  |  |  |  | 1
336 | 6 | 5 |  |  |  |  | 1
337 | 4.3 | 5 |  |  |  |  | 1
338 | 3.9 | 5 |  |  |  |  | 1
339 | 1.9 | 5 |  |  |  |  | 1
340 | 2.8 | 5 |  |  |  |  | 1
341 | 1 | 5 |  |  |  |  | 1
342 | 3.3 | 5 |  |  |  |  | 1
343 | 4 | 5 |  |  |  |  | 1
344 | 6.2 | 5 |  |  |  |  | 1
345 | 10.2 | 5 |  |  |  |  | 1
346 | 10.8 | 5 |  |  |  |  | 1
347 | 12.6 | 5 |  |  |  |  | 1
348 | 15.5 | 5 |  |  |  |  | 1
349 | 18.2 | 5 |  |  |  |  | 1
350 | 21.1 | 5 |  |  |  |  | 1
351 | 19.9 | 5 |  |  |  |  | 1
352 | 17.8 | 5 |  |  |  |  | 1
353 | 20.2 | 5 |  |  |  |  | 1
354 | 19.2 | 5 |  |  |  |  | 1
355 | 18 | 5 |  |  |  |  | 1
356 | 13.4 | 5 |  |  |  |  | 1
357 | 14 | 5 |  |  |  |  | 1
358 | 12.7 | 5 |  |  |  |  | 1
359 | 9.7 | 5 |  |  |  |  | 1
360 | 7.3 | 5 |  |  |  |  | 1
361 | 3.7 | 5 |  |  |  |  | 1
362 | 6.3 | 5 |  |  |  |  | 1
363 | 4.8 | 5 |  |  |  |  | 1
364 | 2.6 | 5 |  |  |  |  | 1
365 | 1.8 | 5 |  |  |  |  | 1
366 | 3.1 | 5 |  |  |  |  | 1
367 | 5 | 5 |  |  |  |  | 1
368 | 6.5 | 5 |  |  |  |  | 1
369 | 8.2 | 5 |  |  |  |  | 1
370 | 11.3 | 5 |  |  |  |  | 1
371 | 13.3 | 5 |  |  |  |  | 1
372 | 15 | 5 |  |  |  |  | 1
373 | 17.7 | 5 |  |  |  |  | 1
374 | 20.7 | 5 |  |  |  |  | 1
375 | 18.2 | 5 |  |  |  |  | 1
376 | 22.2 | 5.2 |  |  |  |  | 1
377 | 18.8 | 5 |  |  |  |  | 1
378 | 20.5 | 5 |  |  |  |  | 1
379 | 18.7 | 5 |  |  |  |  | 1
380 | 15.9 | 5 |  |  |  |  | 1
381 | 14.4 | 5 |  |  |  |  | 1
382 | 11.1 | 5 |  |  |  |  | 1
383 | 8.2 | 5 |  |  |  |  | 1
384 | 8.4 | 5 |  |  |  |  | 1
385 | 2.9 | 5 |  |  |  |  | 1
386 | 3.8 | 5 |  |  |  |  | 1
387 | 3.7 | 5 |  |  |  |  | 1
388 | 2.5 | 5 |  |  |  |  | 1
389 | 2.4 | 5 |  |  |  |  | 1
390 | 3.7 | 5 |  |  |  |  | 1
391 | 4.4 | 5 |  |  |  |  | 1
392 | 5.1 | 5 |  |  |  |  | 1
393 | 9.6 | 5 |  |  |  |  | 1
394 | 12.6 | 5 |  |  |  |  | 1
395 | 12.7 | 5 |  |  |  |  | 1
396 | 15.9 | 5 |  |  |  |  | 1
397 | 18.2 | 5 |  |  |  |  | 1
398 | 17.9 | 5 |  |  |  |  | 1
399 | 19.3 | 5 |  |  |  |  | 1
400 | 21.9 | 5 |  |  |  |  | 1
401 | 21.1 | 5 |  |  |  |  | 1
402 | 18.2 | 5 |  |  |  |  | 1
403 | 17.3 | 5 |  |  |  |  | 1
404 | 15.1 | 5 |  |  |  |  | 1
405 | 14.3 | 5 |  |  |  |  | 1
406 | 12.1 | 5 |  |  |  |  | 1
407 | 8.3 | 5 |  |  |  |  | 1
408 | 5.6 | 5 |  |  |  |  | 1
409 | 4.7 | 5 |  |  |  |  | 1
410 | 4.2 | 5 |  |  |  |  | 1
411 | 3.5 | 5 |  |  |  |  | 1
412 | 2.6 | 5 |  |  |  |  | 1
413 | 1.4 | 5 |  |  |  |  | 1
414 | 1.8 | 5 |  |  |  |  | 1
415 | 4 | 5 |  |  |  |  | 1
416 | 7.7 | 5 |  |  |  |  | 1
417 | 9.2 | 5 |  |  |  |  | 1
418 | 11.9 | 5 |  |  |  |  | 1
419 | 11.4 | 5 |  |  |  |  | 1
420 | 16 | 5 |  |  |  |  | 1
421 | 16.8 | 5 |  |  |  |  | 1
422 | 16.2 | 5 |  |  |  |  | 1
423 | 20 | 5 |  |  |  |  | 1
424 | 20.1 | 5 |  |  |  |  | 1
425 | 19.7 | 5 |  |  |  |  | 1
426 | 18.4 | 5 |  |  |  |  | 1
427 | 17.9 | 5 |  |  |  |  | 1
428 | 15.4 | 5 |  |  |  |  | 1
429 | 13 | 5 |  |  |  |  | 1
430 | 11.8 | 5 |  |  |  |  | 1
431 | 8.1 | 5 |  |  |  |  | 1
432 | 6.7 | 5 |  |  |  |  | 1
433 | 5.8 | 5 |  |  |  |  | 1
434 | 3.2 | 5 |  |  |  |  | 1
435 | 2.8 | 5 |  |  |  |  | 1
436 | 4.3 | 5 |  |  |  |  | 1
437 | 0.5 | 5 |  |  |  |  | 1
438 | 4.1 | 5 |  |  |  |  | 1
439 | 2.4 | 5 |  |  |  |  | 1
440 | 5.7 | 5 |  |  |  |  | 1
441 | 8.9 | 5 |  |  |  |  | 1
442 | 11.1 | 5 |  |  |  |  | 1
443 | 12.2 | 5 |  |  |  |  | 1
444 | 13.1 | 5 |  |  |  |  | 1
445 | 16.8 | 5 |  |  |  |  | 1
446 | 19.7 | 5 |  |  |  |  | 1
447 | 18.4 | 5 |  |  |  |  | 1
448 | 19.3 | 5 |  |  |  |  | 1
449 | 19.7 | 5 |  |  |  |  | 1
450 | 18.4 | 5 |  |  |  |  | 1
451 | 18 | 5 |  |  |  |  | 1
452 | 16.3 | 5 |  |  |  |  | 1
453 | 13.4 | 5 |  |  |  |  | 1
454 | 12.2 | 5 |  |  |  |  | 1
455 | 6.5 | 5 |  |  |  |  | 1
456 | 6.1 | 5 |  |  |  |  | 1
457 | 5 | 5 |  |  |  |  | 1
458 | 6.2 | 5 |  |  |  |  | 1
459 | 3.1 | 5 |  |  |  |  | 1
460 | 1.3 | 5 |  |  |  |  | 1
461 | 4.6 | 5 |  |  |  |  | 1
462 | 2.4 | 5 |  |  |  |  | 1
463 | 5.7 | 5 |  |  |  |  | 1
464 | 7.3 | 5 |  |  |  |  | 1
465 | 6.7 | 5 |  |  |  |  | 1
466 | 12.5 | 5 |  |  |  |  | 1
467 | 13.4 | 5 |  |  |  |  | 1
468 | 15.4 | 5 |  |  |  |  | 1
469 | 20 | 5 |  |  |  |  | 1
470 | 18.8 | 5 |  |  |  |  | 1
471 | 20.1 | 5 |  |  |  |  | 1
472 | 18.2 | 5 |  |  |  |  | 1
473 | 18.5 | 5 |  |  |  |  | 1
474 | 18.9 | 5 |  |  |  |  | 1
475 | 16.5 | 5 |  |  |  |  | 1
476 | 17.4 | 5 |  |  |  |  | 1
477 | 13.6 | 5 |  |  |  |  | 1
478 | 11.2 | 5 |  |  |  |  | 1
479 | 8 | 5 |  |  |  |  | 1
480 | 6.5 | 5 |  |  |  |  | 1
481 | 3.3 | 5 |  |  |  |  | 1
482 | 3.6 | 5 |  |  |  |  | 1
483 | 4 | 5 |  |  |  |  | 1
484 | 0.3 | 5 |  |  |  |  | 1
485 | 0.4 | 5 |  |  |  |  | 1
486 | 4 | 5 |  |  |  |  | 1
487 | 5.7 | 5 |  |  |  |  | 1
488 | 6.7 | 5 |  |  |  |  | 1
489 | 8.9 | 5 |  |  |  |  | 1
490 | 12.4 | 5 |  |  |  |  | 1
491 | 16 | 5 |  |  |  |  | 1
492 | 13.2 | 5 |  |  |  |  | 1
493 | 18.1 | 5 |  |  |  |  | 1
494 | 17.4 | 5 |  |  |  |  | 1
495 | 21.1 | 5 |  |  |  |  | 1
496 | 20.4 | 5 |  |  |  |  | 1
497 | 19.4 | 5 |  |  |  |  | 1
498 | 17.4 | 5 |  |  |  |  | 1
499 | 15.3 | 5 |  |  |  |  | 1
500 | 14.8 | 5 |  |  |  |  | 1
501 | 12.5 | 5 |  |  |  |  | 1
502 | 10.6 | 5 |  |  |  |  | 1
503 | 7.4 | 5 |  |  |  |  | 1
504 | 6.9 | 5 |  |  |  |  | 1
505 | 6 | 5 |  |  |  |  | 1
506 | 3.5 | 5 |  |  |  |  | 1
507 | 0.1 | 5 |  |  |  |  | 1
508 | 2.4 | 5 |  |  |  |  | 1
509 | 3.6 | 5 |  |  |  |  | 1
510 | 4.3 | 5 |  |  |  |  | 1
511 | 5.2 | 5 |  |  |  |  | 1
512 | 6 | 5 |  |  |  |  | 1
513 | 9.9 | 5 |  |  |  |  | 1
514 | 11.6 | 5 |  |  |  |  | 1
515 | 12.9 | 5 |  |  |  |  | 1
516 | 16.4 | 5 |  |  |  |  | 1
517 | 15.4 | 5 |  |  |  |  | 1
518 | 17.8 | 5 |  |  |  |  | 1
519 | 20.1 | 5 |  |  |  |  | 1
520 | 18 | 5 |  |  |  |  | 1
521 | 18.1 | 5 |  |  |  |  | 1
522 | 17.2 | 5 |  |  |  |  | 1
523 | 18.6 | 5 |  |  |  |  | 1
524 | 14 | 5 |  |  |  |  | 1
525 | 12.9 | 5 |  |  |  |  | 1
526 | 12 | 5 |  |  |  |  | 1
527 | 9.3 | 5 |  |  |  |  | 1
528 | 7.8 | 5 |  |  |  |  | 1
529 | 4.6 | 5 |  |  |  |  | 1
530 | 3.1 | 5 |  |  |  |  | 1
531 | 1.8 | 5 |  |  |  |  | 1
532 | 0.9 | 5 |  |  |  |  | 1
533 | 1.1 | 5 |  |  |  |  | 1
534 | 3.5 | 5 |  |  |  |  | 1
535 | 3.6 | 5 |  |  |  |  | 1
536 | 5.4 | 5 |  |  |  |  | 1
537 | 9.1 | 5 |  |  |  |  | 1
538 | 12 | 5 |  |  |  |  | 1
539 | 13.1 | 5 |  |  |  |  | 1
540 | 13.7 | 5 |  |  |  |  | 1
541 | 18.1 | 5 |  |  |  |  | 1
542 | 16.2 | 5 |  |  |  |  | 1
543 | 19.4 | 5 |  |  |  |  | 1
544 | 21.5 | 5 |  |  |  |  | 1
545 | 18.8 | 5 |  |  |  |  | 1
546 | 19.9 | 5 |  |  |  |  | 1
547 | 17.6 | 5 |  |  |  |  | 1
548 | 16.1 | 5 |  |  |  |  | 1
549 | 15.6 | 5 |  |  |  |  | 1
550 | 13.2 | 5 |  |  |  |  | 1
551 | 9.4 | 5 |  |  |  |  | 1
552 | 7.9 | 5 |  |  |  |  | 1
553 | 4.9 | 5 |  |  |  |  | 1
554 | -0.9 | 5 |  |  |  |  | 1
555 | 2 | 5 |  |  |  |  | 1
556 | -0.3 | 5 |  |  |  |  | 1
557 | 2.1 | 5 |  |  |  |  | 1
558 | 4.5 | 5 |  |  |  |  | 1
559 | 4.5 | 5 |  |  |  |  | 1
560 | 6.5 | 5 |  |  |  |  | 1
561 | 6.7 | 5 |  |  |  |  | 1
562 | 10.5 | 5 |  |  |  |  | 1
563 | 12.7 | 5 |  |  |  |  | 1
564 | 16.2 | 5 |  |  |  |  | 1
565 | 17.2 | 5 |  |  |  |  | 1
566 | 19.7 | 5 |  |  |  |  | 1
567 | 20.6 | 5 |  |  |  |  | 1
568 | 20 | 5 |  |  |  |  | 1
569 | 18.4 | 5 |  |  |  |  | 1
570 | 18.4 | 5 |  |  |  |  | 1
571 | 17.4 | 5 |  |  |  |  | 1
572 | 15.2 | 5 |  |  |  |  | 1
573 | 14.6 | 5 |  |  |  |  | 1
574 | 10.9 | 5 |  |  |  |  | 1
575 | 9.2 | 5 |  |  |  |  | 1
576 | 6 | 5 |  |  |  |  | 1
577 | 3.8 | 5 |  |  |  |  | 1
578 | 5.3 | 5 |  |  |  |  | 1
579 | 3.8 | 5 |  |  |  |  | 1
580 | 1.7 | 5 |  |  |  |  | 1
581 | 3.4 | 5 |  |  |  |  | 1
582 | 5.1 | 5 |  |  |  |  | 1
583 | 3.9 | 5 |  |  |  |  | 1
584 | 6.4 | 5 |  |  |  |  | 1
585 | 8.7 | 5 |  |  |  |  | 1
586 | 11.4 | 5 |  |  |  |  | 1
587 | 13.9 | 5 |  |  |  |  | 1
588 | 16.6 | 5 |  |  |  |  | 1
589 | 16.9 | 5 |  |  |  |  | 1
590 | 17.5 | 5 |  |  |  |  | 1
591 | 17.2 | 5 |  |  |  |  | 1
592 | 19.5 | 5 |  |  |  |  | 1
593 | 18 | 5 |  |  |  |  | 1
594 | 20 | 5 |  |  |  |  | 1
595 | 14.8 | 5 |  |  |  |  | 1
596 | 17.7 | 5 |  |  |  |  | 1
597 | 12.6 | 5 |  |  |  |  | 1
598 | 7.6 | 5 |  |  |  |  | 1
599 | 8.9 | 5 |  |  |  |  | 1
600 | 6.1 | 5 |  |  |  |  | 1
601 | 5 | 5 |  |  |  |  | 1
602 | 4.1 | 5 |  |  |  |  | 1
603 | 4.6 | 5 |  |  |  |  | 1
604 | 2.3 | 5 |  |  |  |  | 1
605 | -0.1 | 5 |  |  |  |  | 1
606 | 3.1 | 5 |  |  |  |  | 1
607 | 5.4 | 5 |  |  |  |  | 1
608 | 8.1 | 5 |  |  |  |  | 1
609 | 9.9 | 5 |  |  |  |  | 1
610 | 10.6 | 5 |  |  |  |  | 1
611 | 12.2 | 5 |  |  |  |  | 1
612 | 16.1 | 5 |  |  |  |  | 1
613 | 17.5 | 5 |  |  |  |  | 1
614 | 18.3 | 5 |  |  |  |  | 1
615 | 16.6 | 5 |  |  |  |  | 1
616 | 22.4 | 5.4 |  |  |  |  | 1
617 | 20.4 | 5 |  |  |  |  | 1
618 | 16.6 | 5 |  |  |  |  | 1
619 | 17 | 5 |  |  |  |  | 1
620 | 15.7 | 5 |  |  |  |  | 1
621 | 14.4 | 5 |  |  |  |  | 1
622 | 11 | 5 |  |  |  |  | 1
623 | 8.7 | 5 |  |  |  |  | 1
624 | 5.2 | 5 |  |  |  |  | 1
625 | 4.1 | 5 |  |  |  |  | 1
626 | 2.8 | 5 |  |  |  |  | 1
627 | 4.5 | 5 |  |  |  |  | 1
628 | 1.8 | 5 |  |  |  |  | 1
629 | 4.1 | 5 |  |  |  |  | 1
630 | 4.7 | 5 |  |  |  |  | 1
631 | 4.4 | 5 |  |  |  |  | 1
632 | 4.7 | 5 |  |  |  |  | 1
633 | 10.2 | 5 |  |  |  |  | 1
634 | 12.4 | 5 |  |  |  |  | 1
635 | 14.6 | 5 |  |  |  |  | 1
636 | 14.5 | 5 |  |  |  |  | 1
637 | 18.3 | 5 |  |  |  |  | 1
638 | 20.3 | 5 |  |  |  |  | 1
639 | 17 | 5 |  |  |  |  | 1
640 | 19.9 | 5 |  |  |  |  | 1
641 | 20 | 5 |  |  |  |  | 1
642 | 18.9 | 5 |  |  |  |  | 1
643 | 19.2 | 5 |  |  |  |  | 1
644 | 14.6 | 5 |  |  |  |  | 1
645 | 14.2 | 5 |  |  |  |  | 1
646 | 10.3 | 5 |  |  |  |  | 1
647 | 8.7 | 5 |  |  |  |  | 1
648 | 6.7 | 5 |  |  |  |  | 1
649 | 2.3 | 5 |  |  |  |  | 1
650 | 1.8 | 5 |  |  |  |  | 1
651 | 3.4 | 5 |  |  |  |  | 1
652 | 0.9 | 5 |  |  |  |  | 1
653 | 1.6 | 5 |  |  |  |  | 1
654 | 3.5 | 5 |  |  |  |  | 1
655 | 4.9 | 5 |  |  |  |  | 1
656 | 7.3 | 5 |  |  |  |  | 1
657 | 10.9 | 5 |  |  |  |  | 1
658 | 9.7 | 5 |  |  |  |  | 1
659 | 15.7 | 5 |  |  |  |  | 1
660 | 14.5 | 5 |  |  |  |  | 1
661 | 19.1 | 5 |  |  |  |  | 1
662 | 19.7 | 5 |  |  |  |  | 1
663 | 17.7 | 5 |  |  |  |  | 1
664 | 19.1 | 5 |  |  |  |  | 1
665 | 18.8 | 5 |  |  |  |  | 1
666 | 18.1 | 5 |  |  |  |  | 1
667 | 17.4 | 5 |  |  |  |  | 1
668 | 16.6 | 5 |  |  |  |  | 1
669 | 15 | 5 |  |  |  |  | 1
670 | 10.6 | 5 |  |  |  |  | 1
671 | 8.9 | 5 |  |  |  |  | 1
672 | 6.2 | 5 |  |  |  |  | 1
673 | 3.5 | 5 |  |  |  |  | 1
674 | 2.8 | 5 |  |  |  |  | 1
675 | 3.8 | 5 |  |  |  |  | 1
676 | 1.5 | 5 |  |  |  |  | 1
677 | 2.6 | 5 |  |  |  |  | 1
678 | 3.2 | 5 |  |  |  |  | 1
679 | 2.7 | 5 |  |  |  |  | 1
680 | 6.8 | 5 |  |  |  |  | 1
681 | 10.9 | 5 |  |  |  |  | 1
682 | 11.5 | 5 |  |  |  |  | 1
683 | 12.3 | 5 |  |  |  |  | 1
684 | 13.9 | 5 |  |  |  |  | 1
685 | 16.9 | 5 |  |  |  |  | 1
686 | 19.1 | 5 |  |  |  |  | 1
687 | 21.2 | 5 |  |  |  |  | 1
688 | 20.5 | 5 |  |  |  |  | 1
689 | 20.4 | 5 |  |  |  |  | 1
690 | 17.9 | 5 |  |  |  |  | 1
691 | 19.5 | 5 |  |  |  |  | 1
692 | 16.2 | 5 |  |  |  |  | 1
693 | 13.6 | 5 |  |  |  |  | 1
694 | 11 | 5 |  |  |  |  | 1
695 | 6.4 | 5 |  |  |  |  | 1
696 | 6.5 | 5 |  |  |  |  | 1
697 | 5.7 | 5 |  |  |  |  | 1
698 | 4.1 | 5 |  |  |  |  | 1
699 | 3 | 5 |  |  |  |  | 1
700 | 1.8 | 5 |  |  |  |  | 1
701 | 1.7 | 5 |  |  |  |  | 1
702 | 4.3 | 5 |  |  |  |  | 1
703 | 5.6 | 5 |  |  |  |  | 1
704 | 6.7 | 5 |  |  |  |  | 1
705 | 9.1 | 5 |  |  |  |  | 1
706 | 11.8 | 5 |  |  |  |  | 1
707 | 12.5 | 5 |  |  |  |  | 1
708 | 16.4 | 5 |  |  |  |  | 1
709 | 19.2 | 5 |  |  |  |  | 1
710 | 18.2 | 5 |  |  |  |  | 1
711 | 19.7 | 5 |  |  |  |  | 1
712 | 19.8 | 5 |  |  |  |  | 1
713 | 21.4 | 5 |  |  |  |  | 1
714 | 18 | 5 |  |  |  |  | 1
715 | 17.4 | 5 |  |  |  |  | 1
716 | 18.1 | 5 |  |  |  |  | 1
717 | 12.8 | 5 |  |  |  |  | 1
718 | 9.8 | 5 |  |  |  |  | 1
719 | 8.1 | 5 |  |  |  |  | 1
720 | 4.2 | 5 |  |  |  |  | 1
721 | 4 | 5 |  |  |  |  | 1
722 | 2.8 | 5 |  |  |  |  | 1
723 | 3.1 | 5 |  |  |  |  | 1
724 | 1.6 | 5 |  |  |  |  | 1
725 | 1.8 | 5 |  |  |  |  | 1
726 | 5.2 | 5 |  |  |  |  | 1
727 | 3.8 | 5 |  |  |  |  | 1
728 | 7.9 | 5 |  |  |  |  | 1
729 | 9.1 | 5 |  |  |  |  | 1
730 | 12.3 | 5 |  |  |  |  | 1
731 | 14.2 | 5 |  |  |  |  | 1
732 | 15.2 | 5 |  |  |  |  | 1
733 | 16.5 | 5 |  |  |  |  | 1
734 | 21.2 | 5 |  |  |  |  | 1
735 | 20.4 | 5 |  |  |  |  | 1
736 | 18.6 | 5 |  |  |  |  | 1
737 | 19.2 | 5 |  |  |  |  | 1
738 | 18.9 | 5 |  |  |  |  | 1
739 | 17.4 | 5 |  |  |  |  | 1
740 | 17.7 | 5 |  |  |  |  | 1
741 | 14.3 | 5 |  |  |  |  | 1
742 | 8.5 | 5 |  |  |  |  | 1
743 | 10.3 | 5 |  |  |  |  | 1
744 | 5.6 | 5 |  |  |  |  | 1
745 | 4.5 | 5 |  |  |  |  | 1
746 | 3.4 | 5 |  |  |  |  | 1
747 | 4 | 5 |  |  |  |  | 1
748 | 1 | 5 |  |  |  |  | 1
749 | 2 | 5 |  |  |  |  | 1
750 | 4.1 | 5 |  |  |  |  | 1
751 | 4 | 5 |  |  |  |  | 1
752 | 7.9 | 5 |  |  |  |  | 1
753 | 9.5 | 5 |  |  |  |  | 1
754 | 10.3 | 5 |  |  |  |  | 1
755 | 14.4 | 5 |  |  |  |  | 1
756 | 17 | 5 |  |  |  |  | 1
757 | 16.7 | 5 |  |  |  |  | 1
758 | 20.8 | 5 |  |  |  |  | 1
759 | 20.8 | 5 |  |  |  |  | 1
760 | 19.7 | 5 |  |  |  |  | 1
761 | 19.8 | 5 |  |  |  |  | 1
762 | 19.5 | 5 |  |  |  |  | 1
763 | 18.2 | 5 |  |  |  |  | 1
764 | 18.6 | 5 |  |  |  |  | 1
765 | 16 | 5 |  |  |  |  | 1
766 | 12.6 | 5 |  |  |  |  | 1
767 | 8.2 | 5 |  |  |  |  | 1
768 | 10.2 | 5 |  |  |  |  | 1
769 | 3.3 | 5 |  |  |  |  | 1
770 | 4.1 | 5 |  |  |  |  | 1
771 | 4.2 | 5 |  |  |  |  | 1
772 | 2.1 | 5 |  |  |  |  | 1
773 | 1.8 | 5 |  |  |  |  | 1
774 | 3 | 5 |  |  |  |  | 1
775 | 4.4 | 5 |  |  |  |  | 1
776 | 6.1 | 5 |  |  |  |  | 1
777 | 9.8 | 5 |  |  |  |  | 1
778 | 11 | 5 |  |  |  |  | 1
779 | 13.2 | 5 |  |  |  |  | 1
780 | 15.9 | 5 |  |  |  |  | 1
781 | 18.4 | 5 |  |  |  |  | 1
782 | 20.5 | 5 |  |  |  |  | 1
783 | 21.3 | 5 |  |  |  |  | 1
784 | 20.7 | 5 |  |  |  |  | 1
785 | 23.1 | 6.2 |  |  |  |  | 1
786 | 20.2 | 5 |  |  |  |  | 1
787 | 16.5 | 5 |  |  |  |  | 1
788 | 16.2 | 5 |  |  |  |  | 1
789 | 15.2 | 5 |  |  |  |  | 1
790 | 12.1 | 5 |  |  |  |  | 1
791 | 9.4 | 5 |  |  |  |  | 1
792 | 6.5 | 5 |  |  |  |  | 1
793 | 5.9 | 5 |  |  |  |  | 1
794 | 3.3 | 5 |  |  |  |  | 1
795 | 1.6 | 5 |  |  |  |  | 1
796 | 1.8 | 5 |  |  |  |  | 1
797 | 0.9 | 5 |  |  |  |  | 1
798 | 2.7 | 5 |  |  |  |  | 1
799 | 6.7 | 5 |  |  |  |  | 1
800 | 6.9 | 5 |  |  |  |  | 1
801 | 8.8 | 5 |  |  |  |  | 1
802 | 10.9 | 5 |  |  |  |  | 1
803 | 14.7 | 5 |  |  |  |  | 1
804 | 16 | 5 |  |  |  |  | 1
805 | 17.9 | 5 |  |  |  |  | 1
806 | 18.1 | 5 |  |  |  |  | 1
807 | 18.5 | 5 |  |  |  |  | 1
808 | 19.9 | 5 |  |  |  |  | 1
809 | 18.9 | 5 |  |  |  |  | 1
810 | 20.7 | 5 |  |  |  |  | 1
811 | 17.6 | 5 |  |  |  |  | 1
812 | 15.8 | 5 |  |  |  |  | 1
813 | 13.1 | 5 |  |  |  |  | 1
814 | 10.3 | 5 |  |  |  |  | 1
815 | 6.5 | 5 |  |  |  |  | 1
816 | 5.2 | 5 |  |  |  |  | 1
817 | 5 | 5 |  |  |  |  | 1
818 | 4 | 5 |  |  |  |  | 1
819 | 4.2 | 5 |  |  |  |  | 1
820 | 1.8 | 5 |  |  |  |  | 1
821 | 1.3 | 5 |  |  |  |  | 1
822 | 5.1 | 5 |  |  |  |  | 1
823 | 5.8 | 5 |  |  |  |  | 1
824 | 7.4 | 5 |  |  |  |  | 1
825 | 9.6 | 5 |  |  |  |  | 1
826 | 11.5 | 5 |  |  |  |  | 1
827 | 11.9 | 5 |  |  |  |  | 1
828 | 17.1 | 5 |  |  |  |  | 1
829 | 15.7 | 5 |  |  |  |  | 1
830 | 16.4 | 5 |  |  |  |  | 1
831 | 21.5 | 5 |  |  |  |  | 1
832 | 21.9 | 5 |  |  |  |  | 1
833 | 21.4 | 5 |  |  |  |  | 1
834 | 20.5 | 5 |  |  |  |  | 1
835 | 17.2 | 5 |  |  |  |  | 1
836 | 16 | 5 |  |  |  |  | 1
837 | 13.9 | 5 |  |  |  |  | 1
838 | 13.2 | 5 |  |  |  |  | 1
839 | 9.1 | 5 |  |  |  |  | 1
840 | 8.1 | 5 |  |  |  |  | 1
841 | 7.2 | 5 |  |  |  |  | 1
842 | 4.6 | 5 |  |  |  |  | 1
843 | 2.4 | 5 |  |  |  |  | 1
844 | 3.7 | 5 |  |  |  |  | 1
845 | 2.6 | 5 |  |  |  |  | 1
846 | 4.1 | 5 |  |  |  |  | 1
847 | 4.8 | 5 |  |  |  |  | 1
848 | 8.5 | 5 |  |  |  |  | 1
849 | 9.6 | 5 |  |  |  |  | 1
850 | 11.9 | 5 |  |  |  |  | 1
851 | 14.5 | 5 |  |  |  |  | 1
852 | 16.6 | 5 |  |  |  |  | 1
853 | 19.6 | 5 |  |  |  |  | 1
854 | 18.3 | 5 |  |  |  |  | 1
855 | 21.8 | 5 |  |  |  |  | 1
856 | 20 | 5 |  |  |  |  | 1
857 | 23 | 6.1 |  |  |  |  | 1
858 | 19 | 5 |  |  |  |  | 1
859 | 19.4 | 5 |  |  |  |  | 1
860 | 14.3 | 5 |  |  |  |  | 1
861 | 12.9 | 5 |  |  |  |  | 1
862 | 12 | 5 |  |  |  |  | 1
863 | 8.6 | 5 |  |  |  |  | 1
864 | 7.2 | 5 |  |  |  |  | 1
865 | 5.8 | 5 |  |  |  |  | 1
866 | 4.3 | 5 |  |  |  |  | 1
867 | 3.4 | 5 |  |  |  |  | 1
868 | 2.1 | 5 |  |  |  |  | 1
869 | 2 | 5 |  |  |  |  | 1
870 | 2.5 | 5 |  |  |  |  | 1
871 | 6.3 | 5 |  |  |  |  | 1
872 | 6.4 | 5 |  |  |  |  | 1
873 | 8.4 | 5 |  |  |  |  | 1
874 | 12.8 | 5 |  |  |  |  | 1
875 | 14.4 | 5 |  |  |  |  | 1
876 | 15.4 | 5 |  |  |  |  | 1
877 | 16.8 | 5 |  |  |  |  | 1
878 | 21 | 5 |  |  |  |  | 1
879 | 20.1 | 5 |  |  |  |  | 1
880 | 20.1 | 5 |  |  |  |  | 1
881 | 19.8 | 5 |  |  |  |  | 1
882 | 20.5 | 5 |  |  |  |  | 1
883 | 16.5 | 5 |  |  |  |  | 1
884 | 15.9 | 5 |  |  |  |  | 1
885 | 13 | 5 |  |  |  |  | 1
886 | 11.8 | 5 |  |  |  |  | 1
887 | 9.3 | 5 |  |  |  |  | 1
888 | 6.7 | 5 |  |  |  |  | 1
889 | 2.8 | 5 |  |  |  |  | 1
890 | 2.7 | 5 |  |  |  |  | 1
891 | 3.3 | 5 |  |  |  |  | 1
892 | 3.9 | 5 |  |  |  |  | 1
893 | 4.1 | 5 |  |  |  |  | 1
894 | 3.6 | 5 |  |  |  |  | 1
895 | 4.5 | 5 |  |  |  |  | 1
896 | 5.4 | 5 |  |  |  |  | 1
897 | 8.3 | 5 |  |  |  |  | 1
898 | 12.9 | 5 |  |  |  |  | 1
899 | 12.8 | 5 |  |  |  |  | 1
900 | 15.8 | 5 |  |  |  |  | 1
901 | 18.8 | 5 |  |  |  |  | 1
902 | 18.5 | 5 |  |  |  |  | 1
903 | 21.4 | 5 |  |  |  |  | 1
904 | 19.4 | 5 |  |  |  |  | 1
905 | 19.2 | 5 |  |  |  |  | 1
906 | 21.5 | 5 |  |  |  |  | 1
907 | 15.8 | 5 |  |  |  |  | 1
908 | 18.4 | 5 |  |  |  |  | 1
909 | 14.6 | 5 |  |  |  |  | 1
910 | 12.3 | 5 |  |  |  |  | 1
911 | 11.6 | 5 |  |  |  |  | 1
912 | 7.2 | 5 |  |  |  |  | 1
913 | 5 | 5 |  |  |  |  | 1
914 | 1.6 | 5 |  |  |  |  | 1
915 | 1 | 5 |  |  |  |  | 1
916 | 2.4 | 5 |  |  |  |  | 1
917 | 2.7 | 5 |  |  |  |  | 1
918 | 4.6 | 5 |  |  |  |  | 1
919 | 3.5 | 5 |  |  |  |  | 1
920 | 6.5 | 5 |  |  |  |  | 1
921 | 11 | 5 |  |  |  |  | 1
922 | 11.4 | 5 |  |  |  |  | 1
923 | 13.3 | 5 |  |  |  |  | 1
924 | 16.7 | 5 |  |  |  |  | 1
925 | 15.8 | 5 |  |  |  |  | 1
926 | 18.9 | 5 |  |  |  |  | 1
927 | 18.9 | 5 |  |  |  |  | 1
928 | 21.8 | 5 |  |  |  |  | 1
929 | 21.4 | 5 |  |  |  |  | 1
930 | 22.5 | 5.6 |  |  |  |  | 1
931 | 18.1 | 5 |  |  |  |  | 1
932 | 14.7 | 5 |  |  |  |  | 1
933 | 15.6 | 5 |  |  |  |  | 1
934 | 11.9 | 5 |  |  |  |  | 1
935 | 9.1 | 5 |  |  |  |  | 1
936 | 5.2 | 5 |  |  |  |  | 1
937 | 5.6 | 5 |  |  |  |  | 1
938 | 3.9 | 5 |  |  |  |  | 1
939 | 3.2 | 5 |  |  |  |  | 1
940 | 1.5 | 5 |  |  |  |  | 1
941 | 2.9 | 5 |  |  |  |  | 1
942 | 7.6 | 5 |  |  |  |  | 1
943 | 6.9 | 5 |  |  |  |  | 1
944 | 8 | 5 |  |  |  |  | 1
945 | 12.4 | 5 |  |  |  |  | 1
946 | 11.6 | 5 |  |  |  |  | 1
947 | 13.6 | 5 |  |  |  |  | 1
948 | 13.5 | 5 |  |  |  |  | 1
949 | 17.9 | 5 |  |  |  |  | 1
950 | 21.7 | 5 |  |  |  |  | 1
951 | 20.6 | 5 |  |  |  |  | 1
952 | 19.7 | 5 |  |  |  |  | 1
953 | 19.3 | 5 |  |  |  |  | 1
954 | 21.9 | 5.1 |  |  |  |  | 1
955 | 17.6 | 5 |  |  |  |  | 1
956 | 17.6 | 5 |  |  |  |  | 1
957 | 14.1 | 5 |  |  |  |  | 1
958 | 11.1 | 5 |  |  |  |  | 1
959 | 8.5 | 5 |  |  |  |  | 1
960 | 7.2 | 5 |  |  |  |  | 1
961 | 7.5 | 5 |  |  |  |  | 1
962 | 2.5 | 5 |  |  |  |  | 1
963 | 3.3 | 5 |  |  |  |  | 1
964 | 3.3 | 5 |  |  |  |  | 1
965 | 1.6 | 5 |  |  |  |  | 1
966 | 3.4 | 5 |  |  |  |  | 1
967 | 4.7 | 5 |  |  |  |  | 1
968 | 6.5 | 5 |  |  |  |  | 1
969 | 11.2 | 5 |  |  |  |  | 1
970 | 12.8 | 5 |  |  |  |  | 1
971 | 14.4 | 5 |  |  |  |  | 1
972 | 16.9 | 5 |  |  |  |  | 1
973 | 18.5 | 5 |  |  |  |  | 1
974 | 21.9 | 5.1 |  |  |  |  | 1
975 | 19.6 | 5 |  |  |  |  | 1
976 | 20 | 5 |  |  |  |  | 1
977 | 22.7 | 5.9 |  |  |  |  | 1
978 | 21 | 5 |  |  |  |  | 1
979 | 17.7 | 5 |  |  |  |  | 1
980 | 16.7 | 5 |  |  |  |  | 1
981 | 15 | 5 |  |  |  |  | 1
982 | 13.3 | 5 |  |  |  |  | 1
983 | 10.2 | 5 |  |  |  |  | 1
984 | 6.4 | 5 |  |  |  |  | 1
985 | 5.1 | 5 |  |  |  |  | 1
986 | 3 | 5 |  |  |  |  | 1
987 | 1.4 | 5 |  |  |  |  | 1
988 | 2.9 | 5 |  |  |  |  | 1
989 | 2.3 | 5 |  |  |  |  | 1
990 | 4.6 | 5 |  |  |  |  | 1
991 | 6.2 | 5 |  |  |  |  | 1
992 | 8.4 | 5 |  |  |  |  | 1
993 | 9.4 | 5 |  |  |  |  | 1
994 | 14 | 5 |  |  |  |  | 1
995 | 14.1 | 5 |  |  |  |  | 1
996 | 14.8 | 5 |  |  |  |  | 1
997 | 17 | 5 |  |  |  |  | 1
998 | 20.9 | 5 |  |  |  |  | 1
999 | 20.3 | 5 |  |  |  |  | 1
1000 | 22.8 | 6 |  |  |  |  | 1
1001 | 20.4 | 5 |  |  |  |  | 1
1002 | 19.4 | 5 |  |  |  |  | 1
1003 | 20.8 | 5 |  |  |  |  | 1
1004 | 16 | 5 |  |  |  |  | 1
1005 | 15.3 | 5 |  |  |  |  | 1
1006 | 11.4 | 5 |  |  |  |  | 1
1007 | 9.6 | 5 |  |  |  |  | 1
1008 | 9.7 | 5 |  |  |  |  | 1
1009 | 3.5 | 5 |  |  |  |  | 1
1010 | 3.3 | 5 |  |  |  |  | 1
1011 | 1.6 | 5 |  |  |  |  | 1
1012 | 2.9 | 5 |  |  |  |  | 1
1013 | 2.5 | 5 |  |  |  |  | 1
1014 | 4.1 | 5 |  |  |  |  | 1
1015 | 7.1 | 5 |  |  |  |  | 1
1016 | 4.1 | 5 |  |  |  |  | 1
1017 | 8.2 | 5 |  |  |  |  | 1
1018 | 12.9 | 5 |  |  |  |  | 1
1019 | 16.2 | 5 |  |  |  |  | 1
1020 | 18.5 | 5 |  |  |  |  | 1
1021 | 17.7 | 5 |  |  |  |  | 1
1022 | 21 | 5 |  |  |  |  | 1
1023 | 21.4 | 5 |  |  |  |  | 1
1024 | 19.3 | 5 |  |  |  |  | 1
1025 | 21.9 | 5.1 |  |  |  |  | 1
1026 | 22.2 | 5.5 |  |  |  |  | 1
1027 | 16.5 | 5 |  |  |  |  | 1
1028 | 15.7 | 5 |  |  |  |  | 1
1029 | 15.2 | 5 |  |  |  |  | 1
1030 | 12.4 | 5 |  |  |  |  | 1
1031 | 10.6 | 5 |  |  |  |  | 1
1032 | 6.2 | 5 |  |  |  |  | 1
1033 | 5.4 | 5 |  |  |  |  | 1
1034 | 1.7 | 5 |  |  |  |  | 1
1035 | 2.6 | 5 |  |  |  |  | 1
1036 | 4.7 | 5 |  |  |  |  | 1
1037 | 2.1 | 5 |  |  |  |  | 1
1038 | 3.3 | 5 |  |  |  |  | 1
1039 | 4.8 | 5 |  |  |  |  | 1
1040 | 8.8 | 5 |  |  |  |  | 1
1041 | 10.4 | 5 |  |  |  |  | 1
1042 | 10.7 | 5 |  |  |  |  | 1
1043 | 14.4 | 5 |  |  |  |  | 1
1044 | 15.7 | 5 |  |  |  |  | 1
1045 | 18.2 | 5 |  |  |  |  | 1
1046 | 20.1 | 5 |  |  |  |  | 1
1047 | 21.6 | 5 |  |  |  |  | 1
1048 | 22.4 | 5.7 |  |  |  |  | 1
1049 | 21.5 | 5 |  |  |  |  | 1
1050 | 19.4 | 5 |  |  |  |  | 1
1051 | 14.7 | 5 |  |  |  |  | 1
1052 | 17.1 | 5 |  |  |  |  | 1
1053 | 15.4 | 5 |  |  |  |  | 1
1054 | 11.8 | 5 |  |  |  |  | 1
1055 | 9.9 | 5 |  |  |  |  | 1
1056 | 5.5 | 5 |  |  |  |  | 1
1057 | 6.9 | 5 |  |  |  |  | 1
1058 | 5.4 | 5 |  |  |  |  | 1
1059 | 3.7 | 5 |  |  |  |  | 1
1060 | 2.8 | 5 |  |  |  |  | 1
1061 | 3 | 5 |  |  |  |  | 1
1062 | 4.3 | 5 |  |  |  |  | 1
1063 | 3 | 5 |  |  |  |  | 1
1064 | 7.7 | 5 |  |  |  |  | 1
1065 | 11.5 | 5 |  |  |  |  | 1
1066 | 13.1 | 5 |  |  |  |  | 1
1067 | 12.4 | 5 |  |  |  |  | 1
1068 | 16.9 | 5 |  |  |  |  | 1
1069 | 16.9 | 5 |  |  |  |  | 1
1070 | 19.5 | 5 |  |  |  |  | 1
1071 | 20.8 | 5 |  |  |  |  | 1
1072 | 20.2 | 5 |  |  |  |  | 1
1073 | 21.4 | 5 |  |  |  |  | 1
1074 | 21.6 | 5 |  |  |  |  | 1
1075 | 15.4 | 5 |  |  |  |  | 1
1076 | 15 | 5 |  |  |  |  | 1
1077 | 13.8 | 5 |  |  |  |  | 1
1078 | 11.3 | 5 |  |  |  |  | 1
1079 | 12 | 5 |  |  |  |  | 1
1080 | 7.9 | 5 |  |  |  |  | 1
1081 | 4.8 | 5 |  |  |  |  | 1
1082 | 3.4 | 5 |  |  |  |  | 1
1083 | 3.8 | 5 |  |  |  |  | 1
1084 | 3.1 | 5 |  |  |  |  | 1
1085 | 4 | 5 |  |  |  |  | 1
1086 | 6.1 | 5 |  |  |  |  | 1
1087 | 3.9 | 5 |  |  |  |  | 1
1088 | 9.7 | 5 |  |  |  |  | 1
1089 | 10.4 | 5 |  |  |  |  | 1
1090 | 11.9 | 5 |  |  |  |  | 1
1091 | 13.6 | 5 |  |  |  |  | 1
1092 | 16.8 | 5 |  |  |  |  | 1
1093 | 18.3 | 5 |  |  |  |  | 1
1094 | 20.5 | 5 |  |  |  |  | 1
1095 | 17.7 | 5 |  |  |  |  | 1
1096 | 22.1 | 5.4 |  |  |  |  | 1
1097 | 21.8 | 5.1 |  |  |  |  | 1
1098 | 17.9 | 5 |  |  |  |  | 1
1099 | 19.6 | 5 |  |  |  |  | 1
1100 | 15.4 | 5 |  |  |  |  | 1
1101 | 13.3 | 5 |  |  |  |  | 1
1102 | 12.9 | 5 |  |  |  |  | 1
1103 | 9.4 | 5 |  |  |  |  | 1
1104 | 7.7 | 5 |  |  |  |  | 1
1105 | 6.8 | 5 |  |  |  |  | 1
1106 | 5.2 | 5 |  |  |  |  | 1
1107 | 3.2 | 5 |  |  |  |  | 1
1108 | 3.2 | 5 |  |  |  |  | 1
1109 | 4.1 | 5 |  |  |  |  | 1
1110 | 3.3 | 5 |  |  |  |  | 1
1111 | 4.8 | 5 |  |  |  |  | 1
1112 | 7.9 | 5 |  |  |  |  | 1
1113 | 12.1 | 5 |  |  |  |  | 1
1114 | 13.4 | 5 |  |  |  |  | 1
1115 | 13.5 | 5 |  |  |  |  | 1
1116 | 16.4 | 5 |  |  |  |  | 1
1117 | 20 | 5 |  |  |  |  | 1
1118 | 20.5 | 5 |  |  |  |  | 1
1119 | 19.6 | 5 |  |  |  |  | 1
1120 | 21.9 | 5.3 |  |  |  |  | 1
1121 | 19.2 | 5 |  |  |  |  | 1
1122 | 18.6 | 5 |  |  |  |  | 1
1123 | 18.7 | 5 |  |  |  |  | 1
1124 | 17.8 | 5 |  |  |  |  | 1
1125 | 16.6 | 5 |  |  |  |  | 1
1126 | 12.8 | 5 |  |  |  |  | 1
1127 | 7.9 | 5 |  |  |  |  | 1
1128 | 8.4 | 5 |  |  |  |  | 1
1129 | 7.8 | 5 |  |  |  |  | 1
1130 | 5 | 5 |  |  |  |  | 1
1131 | 3.4 | 5 |  |  |  |  | 1
1132 | 6 | 5 |  |  |  |  | 1
1133 | 4 | 5 |  |  |  |  | 1
1134 | 7.5 | 5 |  |  |  |  | 1
1135 | 6.6 | 5 |  |  |  |  | 1
1136 | 10.5 | 5 |  |  |  |  | 1
1137 | 9.1 | 5 |  |  |  |  | 1
1138 | 11.2 | 5 |  |  |  |  | 1
1139 | 16.5 | 5 |  |  |  |  | 1
1140 | 17.1 | 5 |  |  |  |  | 1
1141 | 19.7 | 5 |  |  |  |  | 1
1142 | 21.4 | 5 |  |  |  |  | 1
1143 | 22.2 | 5.5 |  |  |  |  | 1
1144 | 22.8 | 6.1 |  |  |  |  | 1
1145 | 22.9 | 6.2 |  |  |  |  | 1
1146 | 19.6 | 5 |  |  |  |  | 1
1147 | 19.2 | 5 |  |  |  |  | 1
1148 | 16.4 | 5 |  |  |  |  | 1
1149 | 18 | 5 |  |  |  |  | 1
1150 | 10.1 | 5 |  |  |  |  | 1
1151 | 11.4 | 5 |  |  |  |  | 1
1152 | 6.8 | 5 |  |  |  |  | 1
1153 | 7.3 | 5 |  |  |  |  | 1
1154 | 3 | 5 |  |  |  |  | 1
1155 | 5.3 | 5 |  |  |  |  | 1
1156 | 3.7 | 5 |  |  |  |  | 1
1157 | 4.3 | 5 |  |  |  |  | 1
1158 | 7.4 | 5 |  |  |  |  | 1
1159 | 5.7 | 5 |  |  |  |  | 1
1160 | 8.9 | 5 |  |  |  |  | 1
1161 | 11.2 | 5 |  |  |  |  | 1
1162 | 13.4 | 5 |  |  |  |  | 1
1163 | 16.5 | 5 |  |  |  |  | 1
1164 | 16 | 5 |  |  |  |  | 1
1165 | 17.2 | 5 |  |  |  |  | 1
1166 | 20.3 | 5 |  |  |  |  | 1
1167 | 19.3 | 5 |  |  |  |  | 1
1168 | 21 | 5 |  |  |  |  | 1
1169 | 22.1 | 5.5 |  |  |  |  | 1
1170 | 19.2 | 5 |  |  |  |  | 1
1171 | 19.6 | 5 |  |  |  |  | 1
1172 | 16.6 | 5 |  |  |  |  | 1
1173 | 16.9 | 5 |  |  |  |  | 1
1174 | 13.2 | 5 |  |  |  |  | 1
1175 | 9.7 | 5 |  |  |  |  | 1
1176 | 9.3 | 5 |  |  |  |  | 1
1177 | 7.5 | 5 |  |  |  |  | 1
1178 | 5.5 | 5 |  |  |  |  | 1
1179 | 4.5 | 5 |  |  |  |  | 1
1180 | 4 | 5 |  |  |  |  | 1
1181 | 2.9 | 5 |  |  |  |  | 1
1182 | 6 | 5 |  |  |  |  | 1
1183 | 6.3 | 5 |  |  |  |  | 1
1184 | 9.4 | 5 |  |  |  |  | 1
1185 | 10.5 | 5 |  |  |  |  | 1
1186 | 13.6 | 5 |  |  |  |  | 1
1187 | 15.2 | 5 |  |  |  |  | 1
1188 | 18.4 | 5 |  |  |  |  | 1
1189 | 17.9 | 5 |  |  |  |  | 1
1190 | 20.2 | 5 |  |  |  |  | 1
1191 | 22.1 | 5.5 |  |  |  |  | 1
1192 | 20.3 | 5 |  |  |  |  | 1
1193 | 20.5 | 5 |  |  |  |  | 1
1194 | 19.1 | 5 |  |  |  |  | 1
1195 | 20.2 | 5 |  |  |  |  | 1
1196 | 15.6 | 5 |  |  |  |  | 1
1197 | 13.6 | 5 |  |  |  |  | 1
1198 | 12.8 | 5 |  |  |  |  | 1
1199 | 11.2 | 5 |  |  |  |  | 1
1200 | 7.2 | 5 |  |  |  |  | 1
1201 | 6 | 5 |  |  |  |  | 1
1202 | 4.5 | 5 |  |  |  |  | 1
1203 | 3.9 | 5 |  |  |  |  | 1
1204 | 3.4 | 5 |  |  |  |  | 1
1205 | 5.9 | 5 |  |  |  |  | 1
1206 | 4.5 | 5 |  |  |  |  | 1
1207 | 5.1 | 5 |  |  |  |  | 1
1208 | 6.8 | 5 |  |  |  |  | 1
1209 | 9.4 | 5 |  |  |  |  | 1
1210 | 13.6 | 5 |  |  |  |  | 1
1211 | 14.4 | 5 |  |  |  |  | 1
1212 | 19 | 5 |  |  |  |  | 1
1213 | 20.8 | 5 |  |  |  |  | 1
1214 | 17.7 | 5 |  |  |  |  | 1
1215 | 21 | 5 |  |  |  |  | 1
1216 | 20.6 | 5 |  |  |  |  | 1
1217 | 22.2 | 5.7 |  |  |  |  | 1
1218 | 21.8 | 5.2 |  |  |  |  | 1
1219 | 17.8 | 5 |  |  |  |  | 1
1220 | 15.5 | 5 |  |  |  |  | 1
1221 | 14.1 | 5 |  |  |  |  | 1
1222 | 11.6 | 5 |  |  |  |  | 1
1223 | 12.3 | 5 |  |  |  |  | 1
1224 | 4.9 | 5 |  |  |  |  | 1
1225 | 7.1 | 5 |  |  |  |  | 1
1226 | 8 | 5 |  |  |  |  | 1
1227 | 3.4 | 5 |  |  |  |  | 1
1228 | 4.4 | 5 |  |  |  |  | 1
1229 | 3.1 | 5 |  |  |  |  | 1
1230 | 4.8 | 5 |  |  |  |  | 1
1231 | 5.1 | 5 |  |  |  |  | 1
1232 | 8.7 | 5 |  |  |  |  | 1
1233 | 10.7 | 5 |  |  |  |  | 1
1234 | 12.2 | 5 |  |  |  |  | 1
1235 | 18.2 | 5 |  |  |  |  | 1
1236 | 18.6 | 5 |  |  |  |  | 1
1237 | 19.3 | 5 |  |  |  |  | 1
1238 | 19.1 | 5 |  |  |  |  | 1
1239 | 22.2 | 5.7 |  |  |  |  | 1
1240 | 22.1 | 5.6 |  |  |  |  | 1
1241 | 21.1 | 5 |  |  |  |  | 1
1242 | 19.6 | 5 |  |  |  |  | 1
1243 | 18.2 | 5 |  |  |  |  | 1
1244 | 19.9 | 5 |  |  |  |  | 1
1245 | 16 | 5 |  |  |  |  | 1
1246 | 13.9 | 5 |  |  |  |  | 1
1247 | 11.5 | 5 |  |  |  |  | 1
1248 | 10 | 5 |  |  |  |  | 1
1249 | 8.2 | 5 |  |  |  |  | 1
1250 | 4.5 | 5 |  |  |  |  | 1
1251 | 3 | 5 |  |  |  |  | 1
1252 | 4.4 | 5 |  |  |  |  | 1
1253 | 3.6 | 5 |  |  |  |  | 1
1254 | 5.8 | 5 |  |  |  |  | 1
1255 | 7.1 | 5 |  |  |  |  | 1
1256 | 6.2 | 5 |  |  |  |  | 1
1257 | 11 | 5 |  |  |  |  | 1
1258 | 11 | 5 |  |  |  |  | 1
1259 | 16.5 | 5 |  |  |  |  | 1
1260 | 17.4 | 5 |  |  |  |  | 1
1261 | 18.7 | 5 |  |  |  |  | 1
1262 | 21.4 | 5 |  |  |  |  | 1
1263 | 22.7 | 6.2 |  |  |  |  | 1
1264 | 22.4 | 5.9 |  |  |  |  | 1
1265 | 22.1 | 5.5 |  |  |  |  | 1
1266 | 20.4 | 5 |  |  |  |  | 1
1267 | 17.9 | 5 |  |  |  |  | 1
1268 | 18.9 | 5 |  |  |  |  | 1
1269 | 14.9 | 5 |  |  |  |  | 1
1270 | 11 | 5 |  |  |  |  | 1
1271 | 11.2 | 5 |  |  |  |  | 1
1272 | 8.7 | 5 |  |  |  |  | 1
1273 | 8.4 | 5 |  |  |  |  | 1
1274 | 2.6 | 5 |  |  |  |  | 1
1275 | 5.8 | 5 |  |  |  |  | 1
1276 | 2.4 | 5 |  |  |  |  | 1
1277 | 5.2 | 5 |  |  |  |  | 1
1278 | 6.6 | 5 |  |  |  |  | 1
1279 | 5.9 | 5 |  |  |  |  | 1
1280 | 8.4 | 5 |  |  |  |  | 1
1281 | 10.3 | 5 |  |  |  |  | 1
1282 | 13.6 | 5 |  |  |  |  | 1
1283 | 14.2 | 5 |  |  |  |  | 1
1284 | 19.5 | 5 |  |  |  |  | 1
1285 | 23.1 | 6.6 |  |  |  |  | 1
1286 | 19.8 | 5 |  |  |  |  | 1
1287 | 20.9 | 5 |  |  |  |  | 1
1288 | 23.5 | 7 |  |  |  |  | 1
1289 | 23.3 | 6.8 |  |  |  |  | 1
1290 | 22.5 | 6 |  |  |  |  | 1
1291 | 19.7 | 5 |  |  |  |  | 1
1292 | 18 | 5 |  |  |  |  | 1
1293 | 14.9 | 5 |  |  |  |  | 1
1294 | 12.5 | 5 |  |  |  |  | 1
1295 | 11.3 | 5 |  |  |  |  | 1
1296 | 8.3 | 5 |  |  |  |  | 1
1297 | 6.6 | 5 |  |  |  |  | 1
1298 | 7.1 | 5 |  |  |  |  | 1
1299 | 3.7 | 5 |  |  |  |  | 1
1300 | 6.4 | 5 |  |  |  |  | 1
1301 | 4.2 | 5 |  |  |  |  | 1
1302 | 5 | 5 |  |  |  |  | 1
1303 | 6.2 | 5 |  |  |  |  | 1
1304 | 8.4 | 5 |  |  |  |  | 1
1305 | 10.7 | 5 |  |  |  |  | 1
1306 | 14.9 | 5 |  |  |  |  | 1
1307 | 15.4 | 5 |  |  |  |  | 1
1308 | 18.5 | 5 |  |  |  |  | 1
1309 | 20 | 5 |  |  |  |  | 1
1310 | 22.4 | 5.9 |  |  |  |  | 1
1311 | 22.4 | 5.9 |  |  |  |  | 1
1312 | 24.7 | 8.2 |  |  |  |  | 1
1313 | 21.8 | 5.4 |  |  |  |  | 1
1314 | 19.3 | 5 |  |  |  |  | 1
1315 | 19.2 | 5 |  |  |  |  | 1
1316 | 16.6 | 5 |  |  |  |  | 1
1317 | 15.6 | 5 |  |  |  |  | 1
1318 | 12.7 | 5 |  |  |  |  | 1
1319 | 12.9 | 5 |  |  |  |  | 1
1320 | 7.4 | 5 |  |  |  |  | 1
1321 | 3.1 | 5 |  |  |  |  | 1
1322 | 4.7 | 5 |  |  |  |  | 1
1323 | 4.9 | 5 |  |  |  |  | 1
1324 | 5.2 | 5 |  |  |  |  | 1
1325 | 2 | 5 |  |  |  |  | 1
1326 | 5 | 5 |  |  |  |  | 1
1327 | 8.3 | 5 |  |  |  |  | 1
1328 | 6.1 | 5 |  |  |  |  | 1
1329 | 11.3 | 5 |  |  |  |  | 1
1330 | 13 | 5 |  |  |  |  | 1
1331 | 17.7 | 5 |  |  |  |  | 1
1332 | 19 | 5 |  |  |  |  | 1
1333 | 20.8 | 5 |  |  |  |  | 1
1334 | 21.6 | 5.1 |  |  |  |  | 1
1335 | 22.2 | 5.7 |  |  |  |  | 1
1336 | 22.3 | 5.8 |  |  |  |  | 1
1337 | 20.6 | 5 |  |  |  |  | 1
1338 | 20.4 | 5 |  |  |  |  | 1
1339 | 20.3 | 5 |  |  |  |  | 1
1340 | 16.4 | 5 |  |  |  |  | 1
1341 | 16 | 5 |  |  |  |  | 1
1342 | 14.8 | 5 |  |  |  |  | 1
1343 | 11.6 | 5 |  |  |  |  | 1
1344 | 7.4 | 5 |  |  |  |  | 1
1345 | 7.4 | 5 |  |  |  |  | 1
1346 | 5.8 | 5 |  |  |  |  | 1
1347 | 4.9 | 5 |  |  |  |  | 1
1348 | 7.1 | 5 |  |  |  |  | 1
1349 | 5.9 | 5 |  |  |  |  | 1
1350 | 3.6 | 5 |  |  |  |  | 1
1351 | 10.2 | 5 |  |  |  |  | 1
1352 | 9.5 | 5 |  |  |  |  | 1
1353 | 12 | 5 |  |  |  |  | 1
1354 | 14.5 | 5 |  |  |  |  | 1
1355 | 16 | 5 |  |  |  |  | 1
1356 | 17.3 | 5 |  |  |  |  | 1
1357 | 20.7 | 5 |  |  |  |  | 1
1358 | 21.7 | 5.3 |  |  |  |  | 1
1359 | 22.6 | 6.2 |  |  |  |  | 1
1360 | 23.7 | 7.3 |  |  |  |  | 1
1361 | 23.8 | 7.4 |  |  |  |  | 1
1362 | 20.4 | 5 |  |  |  |  | 1
1363 | 20.3 | 5 |  |  |  |  | 1
1364 | 18.3 | 5 |  |  |  |  | 1
1365 | 15.7 | 5 |  |  |  |  | 1
1366 | 14.5 | 5 |  |  |  |  | 1
1367 | 11.6 | 5 |  |  |  |  | 1
1368 | 10.5 | 5 |  |  |  |  | 1
1369 | 7.7 | 5 |  |  |  |  | 1
1370 | 3.9 | 5 |  |  |  |  | 1
1371 | 7.7 | 5 |  |  |  |  | 1
1372 | 5.7 | 5 |  |  |  |  | 1
1373 | 5.5 | 5 |  |  |  |  | 1
1374 | 4.9 | 5 |  |  |  |  | 1
1375 | 6.9 | 5 |  |  |  |  | 1
1376 | 6 | 5 |  |  |  |  | 1
1377 | 11.4 | 5 |  |  |  |  | 1
1378 | 14.6 | 5 |  |  |  |  | 1
1379 | 17.6 | 5 |  |  |  |  | 1
1380 | 19.2 | 5 |  |  |  |  | 1
1381 | 20.4 | 5 |  |  |  |  | 1
1382 | 19.2 | 5 |  |  |  |  | 1
1383 | 21.2 | 5 |  |  |  |  | 1
1384 | 20.1 | 5 |  |  |  |  | 1
1385 | 22.2 | 5.8 |  |  |  |  | 1
1386 | 23.4 | 7 |  |  |  |  | 1
1387 | 20.7 | 5 |  |  |  |  | 1
1388 | 18.5 | 5 |  |  |  |  | 1
1389 | 17.5 | 5 |  |  |  |  | 1
1390 | 14.2 | 5 |  |  |  |  | 1
1391 | 10.3 | 5 |  |  |  |  | 1
1392 | 9.7 | 5 |  |  |  |  | 1
1393 | 8.3 | 5 |  |  |  |  | 1
1394 | 5.4 | 5 |  |  |  |  | 1
1395 | 3.8 | 5 |  |  |  |  | 1
1396 | 3.4 | 5 |  |  |  |  | 1
1397 | 6.8 | 5 |  |  |  |  | 1
1398 | 5 | 5 |  |  |  |  | 1
1399 | 10.1 | 5 |  |  |  |  | 1
1400 | 8 | 5 |  |  |  |  | 1
1401 | 11.8 | 5 |  |  |  |  | 1
1402 | 12.7 | 5 |  |  |  |  | 1
1403 | 18.5 | 5 |  |  |  |  | 1
1404 | 17.9 | 5 |  |  |  |  | 1
1405 | 20.2 | 5 |  |  |  |  | 1
1406 | 21.4 | 5 |  |  |  |  | 1
1407 | 22.3 | 5.9 |  |  |  |  | 1
1408 | 24.5 | 8.1 |  |  |  |  | 1
1409 | 20.2 | 5 |  |  |  |  | 1
1410 | 21.7 | 5.4 |  |  |  |  | 1
1411 | 20.2 | 5 |  |  |  |  | 1
1412 | 17.7 | 5 |  |  |  |  | 1
1413 | 15.1 | 5 |  |  |  |  | 1
1414 | 14 | 5 |  |  |  |  | 1
1415 | 12.8 | 5 |  |  |  |  | 1
1416 | 8.4 | 5 |  |  |  |  | 1
1417 | 5.2 | 5 |  |  |  |  | 1
1418 | 4.3 | 5 |  |  |  |  | 1
1419 | 4.6 | 5 |  |  |  |  | 1
1420 | 5.3 | 5 |  |  |  |  | 1
1421 | 5.6 | 5 |  |  |  |  | 1
1422 | 2.8 | 5 |  |  |  |  | 1
1423 | 8.9 | 5 |  |  |  |  | 1
1424 | 10.4 | 5 |  |  |  |  | 1
1425 | 11.9 | 5 |  |  |  |  | 1
1426 | 12.4 | 5 |  |  |  |  | 1
1427 | 14.5 | 5 |  |  |  |  | 1
1428 | 18.4 | 5 |  |  |  |  | 1
1429 | 22.5 | 6.1 |  |  |  |  | 1
1430 | 21.3 | 5 |  |  |  |  | 1
1431 | 25.3 | 9 |  |  |  |  | 1
1432 | 21.7 | 5.4 |  |  |  |  | 1
1433 | 24.7 | 8.4 |  |  |  |  | 1
1434 | 23 | 6.7 |  |  |  |  | 1
1435 | 22.5 | 6.2 |  |  |  |  | 1
1436 | 18.4 | 5 |  |  |  |  | 1
1437 | 16.4 | 5 |  |  |  |  | 1
1438 | 14.7 | 5 |  |  |  |  | 1
1439 | 10.4 | 5 |  |  |  |  | 1
1440 | 8.3 | 5 |  |  |  |  | 1
1441 | 6.4 | 5 |  |  |  |  | 1
1442 | 5.4 | 5 |  |  |  |  | 1
1443 | 6.7 | 5 |  |  |  |  | 1
1444 | 6.8 | 5 |  |  |  |  | 1
1445 | 3.6 | 5 |  |  |  |  | 1
1446 | 5.9 | 5 |  |  |  |  | 1
1447 | 7.3 | 5 |  |  |  |  | 1
1448 | 10 | 5 |  |  |  |  | 1
1449 | 10 | 5 |  |  |  |  | 1
1450 | 14.7 | 5 |  |  |  |  | 1
1451 | 17.7 | 5 |  |  |  |  | 1
1452 | 19.2 | 5 |  |  |  |  | 1
1453 | 18.2 | 5 |  |  |  |  | 1
1454 | 23.4 | 7.1 |  |  |  |  | 1
1455 | 24.4 | 8.1 |  |  |  |  | 1
1456 | 25 | 8.7 |  |  |  |  | 1
1457 | 21.5 | 5.2 |  |  |  |  | 1
1458 | 21.4 | 5.1 |  |  |  |  | 1
1459 | 21.4 | 5.2 |  |  |  |  | 1
1460 | 17.7 | 5 |  |  |  |  | 1
1461 | 16.5 | 5 |  |  |  |  | 1
1462 | 14.1 | 5 |  |  |  |  | 1
1463 | 11.6 | 5 |  |  |  |  | 1
1464 | 7.2 | 5 |  |  |  |  | 1
1465 | 8.2 | 5 |  |  |  |  | 1
1466 | 8.1 | 5 |  |  |  |  | 1
1467 | 7 | 5 |  |  |  |  | 1
1468 | 6.1 | 5 |  |  |  |  | 1
1469 | 5 | 5 |  |  |  |  | 1
1470 | 7.3 | 5 |  |  |  |  | 1
1471 | 8.9 | 5 |  |  |  |  | 1
1472 | 9.4 | 5 |  |  |  |  | 1
1473 | 13 | 5 |  |  |  |  | 1
1474 | 15 | 5 |  |  |  |  | 1
1475 | 16.1 | 5 |  |  |  |  | 1
1476 | 18.9 | 5 |  |  |  |  | 1
1477 | 19.9 | 5 |  |  |  |  | 1
1478 | 22.7 | 6.5 |  |  |  |  | 1
1479 | 22.9 | 6.6 |  |  |  |  | 1
1480 | 21.5 | 5.3 |  |  |  |  | 1
1481 | 22 | 5.7 |  |  |  |  | 1
1482 | 22.4 | 6.2 |  |  |  |  | 1
1483 | 18.6 | 5 |  |  |  |  | 1
1484 | 19.3 | 5 |  |  |  |  | 1
1485 | 20.4 | 5 |  |  |  |  | 1
1486 | 13.3 | 5 |  |  |  |  | 1
1487 | 10.9 | 5 |  |  |  |  | 1
1488 | 8.8 | 5 |  |  |  |  | 1
1489 | 7.9 | 5 |  |  |  |  | 1
1490 | 6.9 | 5 |  |  |  |  | 1
1491 | 5.9 | 5 |  |  |  |  | 1
1492 | 5.5 | 5 |  |  |  |  | 1
1493 | 6.4 | 5 |  |  |  |  | 1
1494 | 6.1 | 5 |  |  |  |  | 1
1495 | 6.1 | 5 |  |  |  |  | 1
1496 | 10.2 | 5 |  |  |  |  | 1
1497 | 13.6 | 5 |  |  |  |  | 1
1498 | 15.2 | 5 |  |  |  |  | 1
1499 | 17.4 | 5 |  |  |  |  | 1
1500 | 21.7 | 5.5 |  |  |  |  | 1
1501 | 21.6 | 5.3 |  |  |  |  | 1
1502 | 21.3 | 5.1 |  |  |  |  | 1
1503 | 20 | 5 |  |  |  |  | 1
1504 | 22.2 | 6 |  |  |  |  | 1
1505 | 23.4 | 7.2 |  |  |  |  | 1
1506 | 22.8 | 6.6 |  |  |  |  | 1
1507 | 21.8 | 5.6 |  |  |  |  | 1
1508 | 18.4 | 5 |  |  |  |  | 1
1509 | 16.8 | 5 |  |  |  |  | 1
1510 | 11.8 | 5 |  |  |  |  | 1
1511 | 10.3 | 5 |  |  |  |  | 1
1512 | 10.2 | 5 |  |  |  |  | 1
1513 | 9 | 5 |  |  |  |  | 1
1514 | 6.7 | 5 |  |  |  |  | 1
1515 | 7.6 | 5 |  |  |  |  | 1
1516 | 6.5 | 5 |  |  |  |  | 1
1517 | 6.9 | 5 |  |  |  |  | 1
1518 | 7.4 | 5 |  |  |  |  | 1
1519 | 9.9 | 5 |  |  |  |  | 1
1520 | 9.7 | 5 |  |  |  |  | 1
1521 | 13.2 | 5 |  |  |  |  | 1
1522 | 14.6 | 5 |  |  |  |  | 1
1523 | 16.7 | 5 |  |  |  |  | 1
1524 | 18.1 | 5 |  |  |  |  | 1
1525 | 18.9 | 5 |  |  |  |  | 1
1526 | 22.5 | 6.3 |  |  |  |  | 1
1527 | 21.3 | 5.2 |  |  |  |  | 1
1528 | 22.8 | 6.6 |  |  |  |  | 1
1529 | 21.5 | 5.3 |  |  |  |  | 1
1530 | 21.3 | 5.1 |  |  |  |  | 1
1531 | 20.7 | 5 |  |  |  |  | 1
1532 | 21 | 5 |  |  |  |  | 1
1533 | 15.8 | 5 |  |  |  |  | 1
1534 | 13.8 | 5 |  |  |  |  | 1
1535 | 12.3 | 5 |  |  |  |  | 1
1536 | 8.7 | 5 |  |  |  |  | 1
1537 | 5.9 | 5 |  |  |  |  | 1
1538 | 7 | 5 |  |  |  |  | 1
1539 | 6.9 | 5 |  |  |  |  | 1
1540 | 3.9 | 5 |  |  |  |  | 1
1541 | 5.4 | 5 |  |  |  |  | 1
1542 | 6.6 | 5 |  |  |  |  | 1
1543 | 9 | 5 |  |  |  |  | 1
1544 | 11 | 5 |  |  |  |  | 1
1545 | 10.2 | 5 |  |  |  |  | 1
1546 | 13.9 | 5 |  |  |  |  | 1
1547 | 14.5 | 5 |  |  |  |  | 1
1548 | 17.9 | 5 |  |  |  |  | 1
1549 | 23.9 | 7.8 |  |  |  |  | 1
1550 | 23.3 | 7.1 |  |  |  |  | 1
1551 | 25.1 | 8.9 |  |  |  |  | 1
1552 | 22.1 | 6 |  |  |  |  | 1
1553 | 25.3 | 9.2 |  |  |  |  | 1
1554 | 22.5 | 6.4 |  |  |  |  | 1
1555 | 18.9 | 5 |  |  |  |  | 1
1556 | 19.3 | 5 |  |  |  |  | 1
1557 | 16.4 | 5 |  |  |  |  | 1
1558 | 15.2 | 5 |  |  |  |  | 1
1559 | 13.8 | 5 |  |  |  |  | 1
1560 | 10.6 | 5 |  |  |  |  | 1
1561 | 8.2 | 5 |  |  |  |  | 1
1562 | 5.8 | 5 |  |  |  |  | 1
1563 | 5.5 | 5 |  |  |  |  | 1
1564 | 8.3 | 5 |  |  |  |  | 1
1565 | 7.3 | 5 |  |  |  |  | 1
1566 | 8.4 | 5 |  |  |  |  | 1
1567 | 10 | 5 |  |  |  |  | 1
1568 | 9.3 | 5 |  |  |  |  | 1
1569 | 11.6 | 5 |  |  |  |  | 1
1570 | 18.2 | 5 |  |  |  |  | 1
1571 | 17.8 | 5 |  |  |  |  | 1
1572 | 18 | 5 |  |  |  |  | 1
1573 | 21.7 | 5.6 |  |  |  |  | 1
1574 | 20.8 | 5 |  |  |  |  | 1
1575 | 24.8 | 8.7 |  |  |  |  | 1
1576 | 24 | 7.9 |  |  |  |  | 1
1577 | 22.6 | 6.5 |  |  |  |  | 1
1578 | 23 | 6.9 |  |  |  |  | 1
1579 | 22.1 | 6 |  |  |  |  | 1
1580 | 20.4 | 5 |  |  |  |  | 1
1581 | 16.5 | 5 |  |  |  |  | 1
1582 | 14.9 | 5 |  |  |  |  | 1
1583 | 12.5 | 5 |  |  |  |  | 1
1584 | 10.7 | 5 |  |  |  |  | 1
1585 | 8.8 | 5 |  |  |  |  | 1
1586 | 4.9 | 5 |  |  |  |  | 1
1587 | 6.1 | 5 |  |  |  |  | 1
1588 | 4.9 | 5 |  |  |  |  | 1
1589 | 9.1 | 5 |  |  |  |  | 1
1590 | 10.1 | 5 |  |  |  |  | 1
1591 | 9.5 | 5 |  |  |  |  | 1
1592 | 9.4 | 5 |  |  |  |  | 1
1593 | 13.2 | 5 |  |  |  |  | 1
1594 | 13.6 | 5 |  |  |  |  | 1
1595 | 16.4 | 5 |  |  |  |  | 1
1596 | 20.2 | 5 |  |  |  |  | 1
1597 | 21.1 | 5 |  |  |  |  | 1
1598 | 24.2 | 8.2 |  |  |  |  | 1
1599 | 24.2 | 8.1 |  |  |  |  | 1
1600 | 24.7 | 8.6 |  |  |  |  | 1
1601 | 23.9 | 7.9 |  |  |  |  | 1
1602 | 23.1 | 7 |  |  |  |  | 1
1603 | 20.9 | 5 |  |  |  |  | 1
1604 | 18.8 | 5 |  |  |  |  | 1
1605 | 17.8 | 5 |  |  |  |  | 1
1606 | 15.1 | 5 |  |  |  |  | 1
1607 | 12.9 | 5 |  |  |  |  | 1
1608 | 12.4 | 5 |  |  |  |  | 1
1609 | 9.2 | 5 |  |  |  |  | 1
1610 | 9.1 | 5 |  |  |  |  | 1
1611 | 5.7 | 5 |  |  |  |  | 1
1612 | 7.3 | 5 |  |  |  |  | 1
1613 | 7.3 | 5 |  |  |  |  | 1
1614 | 6.9 | 5 |  |  |  |  | 1
1615 | 8.4 | 5 |  |  |  |  | 1
1616 | 12.2 | 5 |  |  |  |  | 1
1617 | 14.2 | 5 |  |  |  |  | 1
1618 | 14.5 | 5 |  |  |  |  | 1
1619 | 17.8 | 5 |  |  |  |  | 1
1620 | 21.6 | 5.5 |  |  |  |  | 1
1621 | 21.7 | 5.6 |  |  |  |  | 1
1622 | 22.4 | 6.4 |  |  |  |  | 1
1623 | 23.6 | 7.6 |  |  |  |  | 1
1624 | 23 | 6.9 |  |  |  |  | 1
1625 | 24.9 | 8.9 |  |  |  |  | 1
1626 | 23.3 | 7.3 |  |  |  |  | 1
1627 | 23.4 | 7.4 |  |  |  |  | 1
1628 | 18.4 | 5 |  |  |  |  | 1
1629 | 18.8 | 5 |  |  |  |  | 1
1630 | 16.7 | 5 |  |  |  |  | 1
1631 | 13.2 | 5 |  |  |  |  | 1
1632 | 9.5 | 5 |  |  |  |  | 1
1633 | 8.3 | 5 |  |  |  |  | 1
1634 | 8.6 | 5 |  |  |  |  | 1
1635 | 8.5 | 5 |  |  |  |  | 1
1636 | 6.7 | 5 |  |  |  |  | 1
1637 | 5.6 | 5 |  |  |  |  | 1
1638 | 9.7 | 5 |  |  |  |  | 1
1639 | 7.4 | 5 |  |  |  |  | 1
1640 | 12.1 | 5 |  |  |  |  | 1
1641 | 12.8 | 5 |  |  |  |  | 1
1642 | 14.9 | 5 |  |  |  |  | 1
1643 | 17.8 | 5 |  |  |  |  | 1
1644 | 19.2 | 5 |  |  |  |  | 1
1645 | 23.5 | 7.6 |  |  |  |  | 1
1646 | 23.4 | 7.4 |  |  |  |  | 1
1647 | 22.4 | 6.5 |  |  |  |  | 1
1648 | 28.3 | 12.3 |  |  |  |  | 1
1649 | 25.1 | 9.1 |  |  |  |  | 1
1650 | 23.4 | 7.4 |  |  |  |  | 1
1651 | 22.8 | 6.9 |  |  |  |  | 1
1652 | 21.4 | 5.4 |  |  |  |  | 1
1653 | 14.9 | 5 |  |  |  |  | 1
1654 | 13.2 | 5 |  |  |  |  | 1
1655 | 13.2 | 5 |  |  |  |  | 1
1656 | 10.7 | 5 |  |  |  |  | 1
1657 | 10.8 | 5 |  |  |  |  | 1
1658 | 6.2 | 5 |  |  |  |  | 1
1659 | 7.7 | 5 |  |  |  |  | 1
1660 | 5.8 | 5 |  |  |  |  | 1
1661 | 6.8 | 5 |  |  |  |  | 1
1662 | 7 | 5 |  |  |  |  | 1
1663 | 8.3 | 5 |  |  |  |  | 1
1664 | 11.1 | 5 |  |  |  |  | 1
1665 | 17.4 | 5 |  |  |  |  | 1
1666 | 15.1 | 5 |  |  |  |  | 1
1667 | 17.1 | 5 |  |  |  |  | 1
1668 | 22.2 | 6.2 |  |  |  |  | 1
1669 | 22.6 | 6.6 |  |  |  |  | 1
1670 | 23.4 | 7.5 |  |  |  |  | 1
1671 | 24.5 | 8.6 |  |  |  |  | 1
1672 | 25.3 | 9.3 |  |  |  |  | 1
1673 | 23.4 | 7.4 |  |  |  |  | 1
1674 | 23.5 | 7.6 |  |  |  |  | 1
1675 | 23.9 | 8 |  |  |  |  | 1
1676 | 19.9 | 5 |  |  |  |  | 1
1677 | 16.3 | 5 |  |  |  |  | 1
1678 | 16.8 | 5 |  |  |  |  | 1
1679 | 14.5 | 5 |  |  |  |  | 1
1680 | 12.3 | 5 |  |  |  |  | 1
1681 | 11.6 | 5 |  |  |  |  | 1
1682 | 8.7 | 5 |  |  |  |  | 1
1683 | 7.6 | 5 |  |  |  |  | 1
1684 | 9 | 5 |  |  |  |  | 1
1685 | 7.6 | 5 |  |  |  |  | 1
1686 | 5.9 | 5 |  |  |  |  | 1
1687 | 9.9 | 5 |  |  |  |  | 1
1688 | 12.1 | 5 |  |  |  |  | 1
1689 | 13.8 | 5 |  |  |  |  | 1
1690 | 15 | 5 |  |  |  |  | 1
1691 | 17.3 | 5 |  |  |  |  | 1
1692 | 20.4 | 5 |  |  |  |  | 1
1693 | 22.2 | 6.3 |  |  |  |  | 1
1694 | 22.6 | 6.7 |  |  |  |  | 1
1695 | 24.4 | 8.5 |  |  |  |  | 1
1696 | 24.7 | 8.8 |  |  |  |  | 1
1697 | 26.4 | 10.5 |  |  |  |  | 1
1698 | 26 | 10.1 |  |  |  |  | 1
1699 | 21.9 | 6 |  |  |  |  | 1
1700 | 21.2 | 5.3 |  |  |  |  | 1
1701 | 18 | 5 |  |  |  |  | 1
1702 | 16.1 | 5 |  |  |  |  | 1
1703 | 10.9 | 5 |  |  |  |  | 1
1704 | 11.9 | 5 |  |  |  |  | 1
1705 | 9.3 | 5 |  |  |  |  | 1
1706 | 10 | 5 |  |  |  |  | 1
1707 | 9.3 | 5 |  |  |  |  | 1
1708 | 9.2 | 5 |  |  |  |  | 1
1709 | 6.6 | 5 |  |  |  |  | 1
1710 | 8.4 | 5 |  |  |  |  | 1
1711 | 6.7 | 5 |  |  |  |  | 1
1712 | 11.5 | 5 |  |  |  |  | 1
1713 | 14.1 | 5 |  |  |  |  | 1
1714 | 15.1 | 5 |  |  |  |  | 1
1715 | 15.9 | 5 |  |  |  |  | 1
1716 | 19.5 | 5 |  |  |  |  | 1
1717 | 22.7 | 6.8 |  |  |  |  | 1
1718 | 23.9 | 8 |  |  |  |  | 1
1719 | 24.5 | 8.6 |  |  |  |  | 1
1720 | 25.1 | 9.3 |  |  |  |  | 1
1721 | 23.2 | 7.3 |  |  |  |  | 1
1722 | 24.1 | 8.3 |  |  |  |  | 1
1723 | 21.3 | 5.4 |  |  |  |  | 1
1724 | 20.1 | 5 |  |  |  |  | 1
1725 | 19.7 | 5 |  |  |  |  | 1
1726 | 18.8 | 5 |  |  |  |  | 1
1727 | 14.6 | 5 |  |  |  |  | 1
1728 | 10.7 | 5 |  |  |  |  | 1
1729 | 10.2 | 5 |  |  |  |  | 1
1730 | 9.5 | 5 |  |  |  |  | 1
1731 | 7.1 | 5 |  |  |  |  | 1
1732 | 5.9 | 5 |  |  |  |  | 1
1733 | 8.3 | 5 |  |  |  |  | 1
1734 | 8.3 | 5 |  |  |  |  | 1
1735 | 10.1 | 5 |  |  |  |  | 1
1736 | 9.2 | 5 |  |  |  |  | 1
1737 | 14.6 | 5 |  |  |  |  | 1
1738 | 15.7 | 5 |  |  |  |  | 1
1739 | 19.3 | 5 |  |  |  |  | 1
1740 | 21.1 | 5.3 |  |  |  |  | 1
1741 | 21.7 | 5.9 |  |  |  |  | 1
1742 | 23.1 | 7.2 |  |  |  |  | 1
1743 | 25.6 | 9.7 |  |  |  |  | 1
1744 | 22.8 | 6.9 |  |  |  |  | 1
1745 | 24.7 | 8.8 |  |  |  |  | 1
1746 | 23.8 | 8 |  |  |  |  | 1
1747 | 22.8 | 7 |  |  |  |  | 1
1748 | 21.1 | 5.3 |  |  |  |  | 1
1749 | 18.7 | 5 |  |  |  |  | 1
1750 | 16 | 5 |  |  |  |  | 1
1751 | 13.4 | 5 |  |  |  |  | 1
1752 | 11.8 | 5 |  |  |  |  | 1
1753 | 11.1 | 5 |  |  |  |  | 1
1754 | 7.3 | 5 |  |  |  |  | 1
1755 | 6.1 | 5 |  |  |  |  | 1
1756 | 8.6 | 5 |  |  |  |  | 1
1757 | 7.3 | 5 |  |  |  |  | 1
1758 | 9.9 | 5 |  |  |  |  | 1
1759 | 9.2 | 5 |  |  |  |  | 1
1760 | 10.1 | 5 |  |  |  |  | 1
1761 | 16.3 | 5 |  |  |  |  | 1
1762 | 15.9 | 5 |  |  |  |  | 1
1763 | 19.9 | 5 |  |  |  |  | 1
1764 | 19.3 | 5 |  |  |  |  | 1
1765 | 23.1 | 7.3 |  |  |  |  | 1
1766 | 24.2 | 8.4 |  |  |  |  | 1
1767 | 25.7 | 9.9 |  |  |  |  | 1
1768 | 28.3 | 12.5 |  |  |  |  | 1
1769 | 24.5 | 8.7 |  |  |  |  | 1
1770 | 22.8 | 7 |  |  |  |  | 1
1771 | 22.5 | 6.7 |  |  |  |  | 1
1772 | 21.5 | 5.8 |  |  |  |  | 1
1773 | 18.7 | 5 |  |  |  |  | 1
1774 | 18.7 | 5 |  |  |  |  | 1
1775 | 13.1 | 5 |  |  |  |  | 1
1776 | 11.6 | 5 |  |  |  |  | 1
1777 | 10.7 | 5 |  |  |  |  | 1
1778 | 7.2 | 5 |  |  |  |  | 1
1779 | 8.9 | 5 |  |  |  |  | 1
1780 | 6.7 | 5 |  |  |  |  | 1
1781 | 4.9 | 5 |  |  |  |  | 1
1782 | 8.8 | 5 |  |  |  |  | 1
1783 | 9.8 | 5 |  |  |  |  | 1
1784 | 12.1 | 5 |  |  |  |  | 1
1785 | 14.8 | 5 |  |  |  |  | 1
1786 | 16.8 | 5 |  |  |  |  | 1
1787 | 19.9 | 5 |  |  |  |  | 1
1788 | 20.6 | 5 |  |  |  |  | 1
1789 | 21.2 | 5.5 |  |  |  |  | 1
1790 | 23 | 7.2 |  |  |  |  | 1
1791 | 23.5 | 7.8 |  |  |  |  | 1
1792 | 24.1 | 8.3 |  |  |  |  | 1
1793 | 25.3 | 9.5 |  |  |  |  | 1
1794 | 24.3 | 8.6 |  |  |  |  | 1
1795 | 22.5 | 6.8 |  |  |  |  | 1
1796 | 21.3 | 5.5 |  |  |  |  | 1
1797 | 18.7 | 5 |  |  |  |  | 1
1798 | 18.5 | 5 |  |  |  |  | 1
1799 | 12.7 | 5 |  |  |  |  | 1
1800 | 13.3 | 5 |  |  |  |  | 1
1801 | 10.8 | 5 |  |  |  |  | 1
1802 | 9.3 | 5 |  |  |  |  | 1
1803 | 8.9 | 5 |  |  |  |  | 1
1804 | 7.3 | 5 |  |  |  |  | 1
1805 | 8.5 | 5 |  |  |  |  | 1
1806 | 8.7 | 5 |  |  |  |  | 1
1807 | 9.9 | 5 |  |  |  |  | 1
1808 | 8.7 | 5 |  |  |  |  | 1
1809 | 15.1 | 5 |  |  |  |  | 1
1810 | 16.1 | 5 |  |  |  |  | 1
1811 | 18.9 | 5 |  |  |  |  | 1
1812 | 23.2 | 7.5 |  |  |  |  | 1
1813 | 24 | 8.3 |  |  |  |  | 1
1814 | 24.9 | 9.2 |  |  |  |  | 1
1815 | 25.8 | 10.1 |  |  |  |  | 1
1816 | 25.9 | 10.2 |  |  |  |  | 1
1817 | 25.3 | 9.6 |  |  |  |  | 1
1818 | 25.5 | 9.8 |  |  |  |  | 1
1819 | 25.3 | 9.6 |  |  |  |  | 1
1820 | 20.8 | 5.1 |  |  |  |  | 1
1821 | 18.5 | 5 |  |  |  |  | 1
1822 | 16.5 | 5 |  |  |  |  | 1
1823 | 15.2 | 5 |  |  |  |  | 1
1824 | 11.4 | 5 |  |  |  |  | 1
1825 | 10.6 | 5 |  |  |  |  | 1
1826 | 7.9 | 5 |  |  |  |  | 1
1827 | 9.4 | 5 |  |  |  |  | 1
1828 | 7.8 | 5 |  |  |  |  | 1
1829 | 8.8 | 5 |  |  |  |  | 1
1830 | 11.7 | 5 |  |  |  |  | 1
1831 | 10.7 | 5 |  |  |  |  | 1
1832 | 11.6 | 5 |  |  |  |  | 1
1833 | 14.2 | 5 |  |  |  |  | 1
1834 | 17.9 | 5 |  |  |  |  | 1
1835 | 18.8 | 5 |  |  |  |  | 1
1836 | 24 | 8.4 |  |  |  |  | 1
1837 | 22.7 | 7.1 |  |  |  |  | 1
1838 | 26.3 | 10.6 |  |  |  |  | 1
1839 | 25.1 | 9.4 |  |  |  |  | 1
1840 | 26.8 | 11.1 |  |  |  |  | 1
1841 | 27.3 | 11.6 |  |  |  |  | 1
1842 | 24.7 | 9 |  |  |  |  | 1
1843 | 22.5 | 6.9 |  |  |  |  | 1
1844 | 17.4 | 5 |  |  |  |  | 1
1845 | 18.5 | 5 |  |  |  |  | 1
1846 | 18 | 5 |  |  |  |  | 1
1847 | 15.3 | 5 |  |  |  |  | 1
1848 | 13 | 5 |  |  |  |  | 1
1849 | 10.1 | 5 |  |  |  |  | 1
1850 | 11.2 | 5 |  |  |  |  | 1
1851 | 9 | 5 |  |  |  |  | 1
1852 | 7.6 | 5 |  |  |  |  | 1
1853 | 9.5 | 5 |  |  |  |  | 1
1854 | 8.5 | 5 |  |  |  |  | 1
1855 | 10.3 | 5 |  |  |  |  | 1
1856 | 12.6 | 5 |  |  |  |  | 1
1857 | 14.2 | 5 |  |  |  |  | 1
1858 | 15 | 5 |  |  |  |  | 1
1859 | 18.3 | 5 |  |  |  |  | 1
1860 | 19.5 | 5 |  |  |  |  | 1
1861 | 23.5 | 7.9 |  |  |  |  | 1
1862 | 23.4 | 7.8 |  |  |  |  | 1
1863 | 26.2 | 10.6 |  |  |  |  | 1
1864 | 27.7 | 12.1 |  |  |  |  | 1
1865 | 26.1 | 10.5 |  |  |  |  | 1
1866 | 22.8 | 7.2 |  |  |  |  | 1
1867 | 23.7 | 8.1 |  |  |  |  | 1
1868 | 21.9 | 6.3 |  |  |  |  | 1
1869 | 21 | 5.4 |  |  |  |  | 1
1870 | 16.3 | 5 |  |  |  |  | 1
1871 | 14.6 | 5 |  |  |  |  | 1
1872 | 12.9 | 5 |  |  |  |  | 1
1873 | 11.2 | 5 |  |  |  |  | 1
1874 | 8.8 | 5 |  |  |  |  | 1
1875 | 10.1 | 5 |  |  |  |  | 1
1876 | 7.1 | 5 |  |  |  |  | 1
1877 | 9.1 | 5 |  |  |  |  | 1
1878 | 10 | 5 |  |  |  |  | 1
1879 | 11.9 | 5 |  |  |  |  | 1
1880 | 12 | 5 |  |  |  |  | 1
1881 | 13.7 | 5 |  |  |  |  | 1
1882 | 18.7 | 5 |  |  |  |  | 1
1883 | 21.8 | 6.3 |  |  |  |  | 1
1884 | 21.2 | 5.6 |  |  |  |  | 1
1885 | 22.4 | 6.8 |  |  |  |  | 1
1886 | 24.9 | 9.4 |  |  |  |  | 1
1887 | 25.5 | 9.9 |  |  |  |  | 1
1888 | 25.4 | 9.9 |  |  |  |  | 1
1889 | 26.8 | 11.3 |  |  |  |  | 1
1890 | 24.9 | 9.3 |  |  |  |  | 1
1891 | 23.9 | 8.3 |  |  |  |  | 1
1892 | 23.1 | 7.6 |  |  |  |  | 1
1893 | 19 | 5 |  |  |  |  | 1
1894 | 17 | 5 |  |  |  |  | 1
1895 | 15 | 5 |  |  |  |  | 1
1896 | 13.4 | 5 |  |  |  |  | 1
1897 | 12 | 5 |  |  |  |  | 1
1898 | 10.3 | 5 |  |  |  |  | 1
1899 | 9.6 | 5 |  |  |  |  | 1
1900 | 9.5 | 5 |  |  |  |  | 1
1901 | 10.2 | 5 |  |  |  |  | 1
1902 | 8.6 | 5 |  |  |  |  | 1
1903 | 10.4 | 5 |  |  |  |  | 1
1904 | 13.3 | 5 |  |  |  |  | 1
1905 | 15.2 | 5 |  |  |  |  | 1
1906 | 18.4 | 5 |  |  |  |  | 1
1907 | 19.3 | 5 |  |  |  |  | 1
1908 | 22.2 | 6.7 |  |  |  |  | 1
1909 | 21.1 | 5.6 |  |  |  |  | 1
1910 | 24.2 | 8.7 |  |  |  |  | 1
1911 | 25.8 | 10.3 |  |  |  |  | 1
1912 | 26.7 | 11.2 |  |  |  |  | 1
1913 | 29.5 | 13.9 |  |  |  |  | 1
1914 | 24 | 8.5 |  |  |  |  | 1
1915 | 23.2 | 7.7 |  |  |  |  | 1
1916 | 20.1 | 5 |  |  |  |  | 1
1917 | 20.3 | 5 |  |  |  |  | 1
1918 | 18.3 | 5 |  |  |  |  | 1
1919 | 13 | 5 |  |  |  |  | 1
1920 | 12.1 | 5 |  |  |  |  | 1
1921 | 12.5 | 5 |  |  |  |  | 1
1922 | 9 | 5 |  |  |  |  | 1
1923 | 9.9 | 5 |  |  |  |  | 1
1924 | 8.5 | 5 |  |  |  |  | 1
1925 | 10.5 | 5 |  |  |  |  | 1
1926 | 10.8 | 5 |  |  |  |  | 1
1927 | 13.5 | 5 |  |  |  |  | 1
1928 | 14.1 | 5 |  |  |  |  | 1
1929 | 14 | 5 |  |  |  |  | 1
1930 | 17.2 | 5 |  |  |  |  | 1
1931 | 19.7 | 5 |  |  |  |  | 1
1932 | 21.8 | 6.3 |  |  |  |  | 1
1933 | 21.5 | 6 |  |  |  |  | 1
1934 | 25.9 | 10.4 |  |  |  |  | 1
1935 | 27.1 | 11.6 |  |  |  |  | 1
1936 | 27.7 | 12.2 |  |  |  |  | 1
1937 | 26.2 | 10.7 |  |  |  |  | 1
1938 | 24.5 | 9 |  |  |  |  | 1
1939 | 24.5 | 9.1 |  |  |  |  | 1
1940 | 22.4 | 6.9 |  |  |  |  | 1
1941 | 19.7 | 5 |  |  |  |  | 1
1942 | 19 | 5 |  |  |  |  | 1
1943 | 16.2 | 5 |  |  |  |  | 1
1944 | 12.5 | 5 |  |  |  |  | 1
1945 | 9.3 | 5 |  |  |  |  | 1
1946 | 9.7 | 5 |  |  |  |  | 1
1947 | 8.8 | 5 |  |  |  |  | 1
1948 | 8.5 | 5 |  |  |  |  | 1
1949 | 10.9 | 5 |  |  |  |  | 1
1950 | 9.4 | 5 |  |  |  |  | 1
1951 | 11.3 | 5 |  |  |  |  | 1
1952 | 14.6 | 5 |  |  |  |  | 1
1953 | 13.8 | 5 |  |  |  |  | 1
1954 | 18 | 5 |  |  |  |  | 1
1955 | 19.5 | 5 |  |  |  |  | 1
1956 | 25.4 | 9.9 |  |  |  |  | 1
1957 | 23.8 | 8.3 |  |  |  |  | 1
1958 | 25.7 | 10.2 |  |  |  |  | 1
1959 | 26.9 | 11.5 |  |  |  |  | 1
1960 | 27.8 | 12.4 |  |  |  |  | 1
1961 | 27 | 11.6 |  |  |  |  | 1
1962 | 24.4 | 8.9 |  |  |  |  | 1
1963 | 25.3 | 9.9 |  |  |  |  | 1
1964 | 23.9 | 8.4 |  |  |  |  | 1
1965 | 21.5 | 6.1 |  |  |  |  | 1
1966 | 16.7 | 5 |  |  |  |  | 1
1967 | 16.5 | 5 |  |  |  |  | 1
1968 | 14.8 | 5 |  |  |  |  | 1
1969 | 11.1 | 5 |  |  |  |  | 1
1970 | 10.6 | 5 |  |  |  |  | 1
1971 | 9.5 | 5 |  |  |  |  | 1
1972 | 6.9 | 5 |  |  |  |  | 1
1973 | 7.8 | 5 |  |  |  |  | 1
1974 | 12.2 | 5 |  |  |  |  | 1
1975 | 13.9 | 5 |  |  |  |  | 1
1976 | 12.7 | 5 |  |  |  |  | 1
1977 | 14.2 | 5 |  |  |  |  | 1
1978 | 18.3 | 5 |  |  |  |  | 1
1979 | 20.3 | 5 |  |  |  |  | 1
1980 | 20.4 | 5 |  |  |  |  | 1
1981 | 24.3 | 8.9 |  |  |  |  | 1
1982 | 27.3 | 11.9 |  |  |  |  | 1
1983 | 27.3 | 11.9 |  |  |  |  | 1
1984 | 27.2 | 11.8 |  |  |  |  | 1
1985 | 26.4 | 11 |  |  |  |  | 1
1986 | 24.2 | 8.8 |  |  |  |  | 1
1987 | 24.2 | 8.8 |  |  |  |  | 1
1988 | 24.8 | 9.4 |  |  |  |  | 1
1989 | 21.9 | 6.6 |  |  |  |  | 1
1990 | 18.5 | 5 |  |  |  |  | 1
1991 | 13.4 | 5 |  |  |  |  | 1
1992 | 13.3 | 5 |  |  |  |  | 1
1993 | 13.6 | 5 |  |  |  |  | 1
1994 | 11.9 | 5 |  |  |  |  | 1
1995 | 8.6 | 5 |  |  |  |  | 1
1996 | 10.3 | 5 |  |  |  |  | 1
1997 | 9.6 | 5 |  |  |  |  | 1
1998 | 10.9 | 5 |  |  |  |  | 1
1999 | 11.1 | 5 |  |  |  |  | 1
2000 | 14 | 5 |  |  |  |  | 1
2001 | 15.2 | 5 |  |  |  |  | 1
2002 | 18.5 | 5 |  |  |  |  | 1
2003 | 21.6 | 6.2 |  |  |  |  | 1
2004 | 23.3 | 7.9 |  |  |  |  | 1
2005 | 23.6 | 8.3 |  |  |  |  | 1
2006 | 26.5 | 11.2 |  |  |  |  | 1
2007 | 28.2 | 12.8 |  |  |  |  | 1
2008 | 28.5 | 13.1 |  |  |  |  | 1
2009 | 28 | 12.6 |  |  |  |  | 1
2010 | 24.1 | 8.8 |  |  |  |  | 1
2011 | 23.9 | 8.6 |  |  |  |  | 1
2012 | 23 | 7.7 |  |  |  |  | 1
2013 | 21.3 | 5.9 |  |  |  |  | 1
2014 | 18.6 | 5 |  |  |  |  | 1
2015 | 14.8 | 5 |  |  |  |  | 1
2016 | 13.7 | 5 |  |  |  |  | 1
2017 | 11.5 | 5 |  |  |  |  | 1
2018 | 13.7 | 5 |  |  |  |  | 1
2019 | 10.6 | 5 |  |  |  |  | 1
2020 | 10.6 | 5 |  |  |  |  | 1
2021 | 11.5 | 5 |  |  |  |  | 1
2022 | 11 | 5 |  |  |  |  | 1
2023 | 10.4 | 5 |  |  |  |  | 1
2024 | 13.3 | 5 |  |  |  |  | 1
2025 | 16.8 | 5 |  |  |  |  | 1
2026 | 19 | 5 |  |  |  |  | 1
2027 | 22.1 | 6.8 |  |  |  |  | 1
2028 | 25.9 | 10.6 |  |  |  |  | 1
2029 | 24.9 | 9.6 |  |  |  |  | 1
2030 | 25.8 | 10.5 |  |  |  |  | 1
2031 | 25.3 | 10 |  |  |  |  | 1
2032 | 26 | 10.7 |  |  |  |  | 1
2033 | 27 | 11.7 |  |  |  |  | 1
2034 | 25.4 | 10.1 |  |  |  |  | 1
2035 | 25.9 | 10.6 |  |  |  |  | 1
2036 | 21.1 | 5.8 |  |  |  |  | 1
2037 | 20.8 | 5.5 |  |  |  |  | 1
2038 | 17.4 | 5 |  |  |  |  | 1
2039 | 14.6 | 5 |  |  |  |  | 1
2040 | 13.4 | 5 |  |  |  |  | 1
2041 | 11.6 | 5 |  |  |  |  | 1
2042 | 8.8 | 5 |  |  |  |  | 1
2043 | 8.5 | 5 |  |  |  |  | 1
2044 | 9.6 | 5 |  |  |  |  | 1
2045 | 11.6 | 5 |  |  |  |  | 1
2046 | 10.5 | 5 |  |  |  |  | 1
2047 | 12.4 | 5 |  |  |  |  | 1
2048 | 14.3 | 5 |  |  |  |  | 1
2049 | 15.5 | 5 |  |  |  |  | 1
2050 | 19 | 5 |  |  |  |  | 1
2051 | 20.4 | 5.2 |  |  |  |  | 1
2052 | 21 | 5.7 |  |  |  |  | 1
2053 | 25 | 9.8 |  |  |  |  | 1
2054 | 26.2 | 11 |  |  |  |  | 1
2055 | 26.5 | 11.2 |  |  |  |  | 1
2056 | 28.1 | 12.9 |  |  |  |  | 1
2057 | 26.2 | 10.9 |  |  |  |  | 1
2058 | 24.9 | 9.6 |  |  |  |  | 1
2059 | 25.8 | 10.5 |  |  |  |  | 1
2060 | 20.6 | 5.3 |  |  |  |  | 1
2061 | 19.5 | 5 |  |  |  |  | 1
2062 | 16.5 | 5 |  |  |  |  | 1
2063 | 18.1 | 5 |  |  |  |  | 1
2064 | 14.8 | 5 |  |  |  |  | 1
2065 | 13.8 | 5 |  |  |  |  | 1
2066 | 11.3 | 5 |  |  |  |  | 1
2067 | 10 | 5 |  |  |  |  | 1
2068 | 10.4 | 5 |  |  |  |  | 1
2069 | 13.2 | 5 |  |  |  |  | 1
2070 | 10.7 | 5 |  |  |  |  | 1
2071 | 12.3 | 5 |  |  |  |  | 1
2072 | 14.8 | 5 |  |  |  |  | 1
2073 | 18.2 | 5 |  |  |  |  | 1
2074 | 16.3 | 5 |  |  |  |  | 1
2075 | 19.4 | 5 |  |  |  |  | 1
2076 | 24.4 | 9.2 |  |  |  |  | 1
2077 | 26.1 | 10.9 |  |  |  |  | 1
2078 | 26.4 | 11.2 |  |  |  |  | 1
2079 | 26.9 | 11.7 |  |  |  |  | 1
2080 | 28.7 | 13.5 |  |  |  |  | 1
2081 | 28 | 12.7 |  |  |  |  | 1
2082 | 27.7 | 12.5 |  |  |  |  | 1
2083 | 25.5 | 10.3 |  |  |  |  | 1
2084 | 20.3 | 5.1 |  |  |  |  | 1
2085 | 22.3 | 7.1 |  |  |  |  | 1
2086 | 20 | 5 |  |  |  |  | 1
2087 | 15.8 | 5 |  |  |  |  | 1
2088 | 16.3 | 5 |  |  |  |  | 1
2089 | 12.5 | 5 |  |  |  |  | 1
2090 | 9.2 | 5 |  |  |  |  | 1
2091 | 11.3 | 5 |  |  |  |  | 1
2092 | 10.1 | 5 |  |  |  |  | 1
2093 | 11.1 | 5 |  |  |  |  | 1
2094 | 12.6 | 5 |  |  |  |  | 1
2095 | 11.7 | 5 |  |  |  |  | 1
2096 | 15.3 | 5 |  |  |  |  | 1
2097 | 17.1 | 5 |  |  |  |  | 1
2098 | 20.7 | 5.6 |  |  |  |  | 1
2099 | 18.2 | 5 |  |  |  |  | 1
2100 | 24.3 | 9.2 |  |  |  |  | 1
2101 | 24.5 | 9.3 |  |  |  |  | 1
2102 | 25.4 | 10.2 |  |  |  |  | 1
2103 | 26.5 | 11.3 |  |  |  |  | 1
2104 | 28.7 | 13.6 |  |  |  |  | 1
2105 | 27 | 11.9 |  |  |  |  | 1
2106 | 25.6 | 10.4 |  |  |  |  | 1
2107 | 26.8 | 11.7 |  |  |  |  | 1
2108 | 23.1 | 8 |  |  |  |  | 1
2109 | 21.6 | 6.4 |  |  |  |  | 1
2110 | 20.7 | 5.6 |  |  |  |  | 1
2111 | 18.6 | 5 |  |  |  |  | 1
2112 | 12.2 | 5 |  |  |  |  | 1
2113 | 14.8 | 5 |  |  |  |  | 1
2114 | 12.2 | 5 |  |  |  |  | 1
2115 | 13 | 5 |  |  |  |  | 1
2116 | 10.3 | 5 |  |  |  |  | 1
2117 | 10.2 | 5 |  |  |  |  | 1
2118 | 10.3 | 5 |  |  |  |  | 1
2119 | 12.6 | 5 |  |  |  |  | 1
2120 | 15 | 5 |  |  |  |  | 1
2121 | 17.5 | 5 |  |  |  |  | 1
2122 | 21.5 | 6.4 |  |  |  |  | 1
2123 | 22.8 | 7.7 |  |  |  |  | 1
2124 | 23.7 | 8.6 |  |  |  |  | 1
2125 | 25.1 | 9.9 |  |  |  |  | 1
2126 | 28.2 | 13.1 |  |  |  |  | 1
2127 | 28.7 | 13.6 |  |  |  |  | 1
2128 | 30.2 | 15.1 |  |  |  |  | 1
2129 | 27 | 11.9 |  |  |  |  | 1
2130 | 27.2 | 12.1 |  |  |  |  | 1
2131 | 26.1 | 11 |  |  |  |  | 1
2132 | 24.1 | 9 |  |  |  |  | 1
2133 | 22.5 | 7.4 |  |  |  |  | 1
2134 | 22 | 6.9 |  |  |  |  | 1
2135 | 16.8 | 5 |  |  |  |  | 1
2136 | 13.4 | 5 |  |  |  |  | 1
2137 | 13.5 | 5 |  |  |  |  | 1
2138 | 11.5 | 5 |  |  |  |  | 1
2139 | 11.9 | 5 |  |  |  |  | 1
2140 | 10.2 | 5 |  |  |  |  | 1
2141 | 8.6 | 5 |  |  |  |  | 1
2142 | 13 | 5 |  |  |  |  | 1
2143 | 12.3 | 5 |  |  |  |  | 1
2144 | 16.1 | 5 |  |  |  |  | 1
2145 | 17.5 | 5 |  |  |  |  | 1
2146 | 21.3 | 6.3 |  |  |  |  | 1
2147 | 20.6 | 5.5 |  |  |  |  | 1
2148 | 23.4 | 8.4 |  |  |  |  | 1
2149 | 26.6 | 11.6 |  |  |  |  | 1
2150 | 26.7 | 11.6 |  |  |  |  | 1
2151 | 28.5 | 13.5 |  |  |  |  | 1
2152 | 26.8 | 11.7 |  |  |  |  | 1
2153 | 26.9 | 11.9 |  |  |  |  | 1
2154 | 26.1 | 11 |  |  |  |  | 1
2155 | 25.7 | 10.7 |  |  |  |  | 1
2156 | 23.9 | 8.9 |  |  |  |  | 1
2157 | 21.7 | 6.6 |  |  |  |  | 1
2158 | 20.8 | 5.7 |  |  |  |  | 1
2159 | 16.7 | 5 |  |  |  |  | 1
2160 | 16.1 | 5 |  |  |  |  | 1
2161 | 14.8 | 5 |  |  |  |  | 1
2162 | 11.5 | 5 |  |  |  |  | 1
2163 | 10.3 | 5 |  |  |  |  | 1
2164 | 12.4 | 5 |  |  |  |  | 1
2165 | 12.9 | 5 |  |  |  |  | 1
2166 | 9.9 | 5 |  |  |  |  | 1
2167 | 13.1 | 5 |  |  |  |  | 1
2168 | 16.8 | 5 |  |  |  |  | 1
2169 | 19.8 | 5 |  |  |  |  | 1
2170 | 19.8 | 5 |  |  |  |  | 1
2171 | 21.7 | 6.7 |  |  |  |  | 1
2172 | 25.5 | 10.5 |  |  |  |  | 1
2173 | 26.1 | 11.1 |  |  |  |  | 1
2174 | 27.7 | 12.6 |  |  |  |  | 1
2175 | 28.4 | 13.4 |  |  |  |  | 1
2176 | 28.4 | 13.4 |  |  |  |  | 1
2177 | 26.6 | 11.6 |  |  |  |  | 1
2178 | 26.9 | 11.9 |  |  |  |  | 1
2179 | 25.2 | 10.2 |  |  |  |  | 1
2180 | 24.7 | 9.7 |  |  |  |  | 1
2181 | 22.7 | 7.7 |  |  |  |  | 1
2182 | 19.6 | 5 |  |  |  |  | 1
2183 | 19.8 | 5 |  |  |  |  | 1
2184 | 15.8 | 5 |  |  |  |  | 1
2185 | 15.9 | 5 |  |  |  |  | 1
2186 | 12.4 | 5 |  |  |  |  | 1
2187 | 8.4 | 5 |  |  |  |  | 1
2188 | 10.1 | 5 |  |  |  |  | 1
2189 | 12.1 | 5 |  |  |  |  | 1
2190 | 12 | 5 |  |  |  |  | 1
2191 | 15 | 5 |  |  |  |  | 1
2192 | 14 | 5 |  |  |  |  | 1
2193 | 17.1 | 5 |  |  |  |  | 1
2194 | 20 | 5 |  |  |  |  | 1
2195 | 24 | 9.1 |  |  |  |  | 1
2196 | 24.2 | 9.3 |  |  |  |  | 1
2197 | 27.8 | 12.8 |  |  |  |  | 1
2198 | 27.8 | 12.9 |  |  |  |  | 1
2199 | 28.9 | 13.9 |  |  |  |  | 1
2200 | 29.4 | 14.5 |  |  |  |  | 1
2201 | 28.8 | 13.9 |  |  |  |  | 1
2202 | 26.3 | 11.4 |  |  |  |  | 1
2203 | 26.1 | 11.2 |  |  |  |  | 1
2204 | 22.2 | 7.2 |  |  |  |  | 1
2205 | 20 | 5 |  |  |  |  | 1
2206 | 19.7 | 5 |  |  |  |  | 1
2207 | 17.9 | 5 |  |  |  |  | 1
2208 | 16.8 | 5 |  |  |  |  | 1
2209 | 13.7 | 5 |  |  |  |  | 1
2210 | 12.6 | 5 |  |  |  |  | 1
2211 | 11.9 | 5 |  |  |  |  | 1
2212 | 12.2 | 5 |  |  |  |  | 1
2213 | 11.2 | 5 |  |  |  |  | 1
2214 | 11.1 | 5 |  |  |  |  | 1
2215 | 12.3 | 5 |  |  |  |  | 1
2216 | 17.9 | 5 |  |  |  |  | 1
2217 | 19.5 | 5 |  |  |  |  | 1
2218 | 21.1 | 6.1 |  |  |  |  | 1
2219 | 25.4 | 10.5 |  |  |  |  | 1
2220 | 25.6 | 10.7 |  |  |  |  | 1
2221 | 26 | 11.1 |  |  |  |  | 1
2222 | 28 | 13.1 |  |  |  |  | 1
2223 | 28.7 | 13.7 |  |  |  |  | 1
2224 | 29.2 | 14.3 |  |  |  |  | 1
2225 | 28.6 | 13.7 |  |  |  |  | 1
2226 | 28.6 | 13.7 |  |  |  |  | 1
2227 | 27.9 | 13 |  |  |  |  | 1
2228 | 23.3 | 8.4 |  |  |  |  | 1
2229 | 22.3 | 7.4 |  |  |  |  | 1
2230 | 21.1 | 6.2 |  |  |  |  | 1
2231 | 16.3 | 5 |  |  |  |  | 1
2232 | 14 | 5 |  |  |  |  | 1
2233 | 13 | 5 |  |  |  |  | 1
2234 | 10.6 | 5 |  |  |  |  | 1
2235 | 12.4 | 5 |  |  |  |  | 1
2236 | 12.3 | 5 |  |  |  |  | 1
2237 | 11.7 | 5 |  |  |  |  | 1
2238 | 12 | 5 |  |  |  |  | 1
2239 | 14 | 5 |  |  |  |  | 1
2240 | 18.1 | 5 |  |  |  |  | 1
2241 | 18.3 | 5 |  |  |  |  | 1
2242 | 21.2 | 6.3 |  |  |  |  | 1
2243 | 23.1 | 8.2 |  |  |  |  | 1
2244 | 26.5 | 11.6 |  |  |  |  | 1
2245 | 25.7 | 10.8 |  |  |  |  | 1
2246 | 26.5 | 11.6 |  |  |  |  | 1
2247 | 27.5 | 12.7 |  |  |  |  | 1
2248 | 28.8 | 14 |  |  |  |  | 1
2249 | 28.4 | 13.5 |  |  |  |  | 1
2250 | 26.2 | 11.3 |  |  |  |  | 1
2251 | 24 | 9.2 |  |  |  |  | 1
2252 | 24.6 | 9.7 |  |  |  |  | 1
2253 | 24.3 | 9.4 |  |  |  |  | 1
2254 | 19.6 | 5 |  |  |  |  | 1
2255 | 16.8 | 5 |  |  |  |  | 1
2256 | 15.6 | 5 |  |  |  |  | 1
2257 | 14.1 | 5 |  |  |  |  | 1
2258 | 12.5 | 5 |  |  |  |  | 1
2259 | 12.4 | 5 |  |  |  |  | 1
2260 | 11.4 | 5 |  |  |  |  | 1
2261 | 11.7 | 5 |  |  |  |  | 1
2262 | 12.7 | 5 |  |  |  |  | 1
2263 | 13.1 | 5 |  |  |  |  | 1
2264 | 16.2 | 5 |  |  |  |  | 1
2265 | 19.6 | 5 |  |  |  |  | 1
2266 | 21.6 | 6.8 |  |  |  |  | 1
2267 | 22.9 | 8.1 |  |  |  |  | 1
2268 | 24.8 | 10 |  |  |  |  | 1
2269 | 27.1 | 12.3 |  |  |  |  | 1
2270 | 29.5 | 14.7 |  |  |  |  | 1
2271 | 30.4 | 15.6 |  |  |  |  | 1
2272 | 31.7 | 16.8 |  |  |  |  | 1
2273 | 27.9 | 13.1 |  |  |  |  | 1
2274 | 27.7 | 12.8 |  |  |  |  | 1
2275 | 27.1 | 12.3 |  |  |  |  | 1
2276 | 23.9 | 9.1 |  |  |  |  | 1
2277 | 22.7 | 7.9 |  |  |  |  | 1
2278 | 19.4 | 5 |  |  |  |  | 1
2279 | 17.3 | 5 |  |  |  |  | 1
2280 | 16.8 | 5 |  |  |  |  | 1
2281 | 13.4 | 5 |  |  |  |  | 1
2282 | 12.7 | 5 |  |  |  |  | 1
2283 | 12 | 5 |  |  |  |  | 1
2284 | 11.9 | 5 |  |  |  |  | 1
2285 | 10.7 | 5 |  |  |  |  | 1
2286 | 11.9 | 5 |  |  |  |  | 1
2287 | 14.2 | 5 |  |  |  |  | 1
2288 | 15.1 | 5 |  |  |  |  | 1
2289 | 19.2 | 5 |  |  |  |  | 1
2290 | 22.5 | 7.8 |  |  |  |  | 1
2291 | 23.3 | 8.6 |  |  |  |  | 1
2292 | 26.2 | 11.4 |  |  |  |  | 1
2293 | 27.6 | 12.8 |  |  |  |  | 1
2294 | 29.7 | 14.9 |  |  |  |  | 1
2295 | 27.8 | 13 |  |  |  |  | 1
2296 | 30.4 | 15.6 |  |  |  |  | 1
2297 | 27.3 | 12.5 |  |  |  |  | 1
2298 | 29.7 | 14.9 |  |  |  |  | 1
2299 | 29.4 | 14.6 |  |  |  |  | 1
2300 | 25 | 10.2 |  |  |  |  | 1
2301 | 21.7 | 6.9 |  |  |  |  | 1
2302 | 21.3 | 6.5 |  |  |  |  | 1
2303 | 16.8 | 5 |  |  |  |  | 1
2304 | 17.9 | 5 |  |  |  |  | 1
2305 | 13.9 | 5 |  |  |  |  | 1
2306 | 12.9 | 5 |  |  |  |  | 1
2307 | 15 | 5 |  |  |  |  | 1
2308 | 12.5 | 5 |  |  |  |  | 1
2309 | 11.8 | 5 |  |  |  |  | 1
2310 | 12.3 | 5 |  |  |  |  | 1
2311 | 12.9 | 5 |  |  |  |  | 1
2312 | 16.3 | 5 |  |  |  |  | 1
2313 | 19.8 | 5.1 |  |  |  |  | 1
2314 | 21.3 | 6.6 |  |  |  |  | 1
2315 | 21.9 | 7.2 |  |  |  |  | 1
2316 | 28 | 13.3 |  |  |  |  | 1
2317 | 29.6 | 14.9 |  |  |  |  | 1
2318 | 30.2 | 15.5 |  |  |  |  | 1
2319 | 30.5 | 15.8 |  |  |  |  | 1
2320 | 29.2 | 14.5 |  |  |  |  | 1
2321 | 30 | 15.3 |  |  |  |  | 1
2322 | 27.2 | 12.5 |  |  |  |  | 1
2323 | 27.6 | 12.9 |  |  |  |  | 1
2324 | 28.8 | 14.1 |  |  |  |  | 1
2325 | 22.1 | 7.3 |  |  |  |  | 1
2326 | 21.5 | 6.8 |  |  |  |  | 1
2327 | 17.9 | 5 |  |  |  |  | 1
2328 | 16.9 | 5 |  |  |  |  | 1
2329 | 16.7 | 5 |  |  |  |  | 1
2330 | 14.8 | 5 |  |  |  |  | 1
2331 | 11.1 | 5 |  |  |  |  | 1
2332 | 12.2 | 5 |  |  |  |  | 1
2333 | 10.2 | 5 |  |  |  |  | 1
2334 | 11.5 | 5 |  |  |  |  | 1
2335 | 15.8 | 5 |  |  |  |  | 1
2336 | 15.6 | 5 |  |  |  |  | 1
2337 | 20.1 | 5.5 |  |  |  |  | 1
2338 | 20.7 | 6.1 |  |  |  |  | 1
2339 | 25.1 | 10.4 |  |  |  |  | 1
2340 | 25.9 | 11.3 |  |  |  |  | 1
2341 | 27.4 | 12.8 |  |  |  |  | 1
2342 | 28.6 | 13.9 |  |  |  |  | 1
2343 | 31 | 16.3 |  |  |  |  | 1
2344 | 29.9 | 15.2 |  |  |  |  | 1
2345 | 28.3 | 13.6 |  |  |  |  | 1
2346 | 28.6 | 13.9 |  |  |  |  | 1
2347 | 28.6 | 13.9 |  |  |  |  | 1
2348 | 24.3 | 9.6 |  |  |  |  | 1
2349 | 24.1 | 9.4 |  |  |  |  | 1
2350 | 22.4 | 7.8 |  |  |  |  | 1
2351 | 21.5 | 6.8 |  |  |  |  | 1
2352 | 16.7 | 5 |  |  |  |  | 1
2353 | 17.7 | 5 |  |  |  |  | 1
2354 | 12.8 | 5 |  |  |  |  | 1
2355 | 11.8 | 5 |  |  |  |  | 1
2356 | 13 | 5 |  |  |  |  | 1
2357 | 13.9 | 5 |  |  |  |  | 1
2358 | 13.2 | 5 |  |  |  |  | 1
2359 | 14.7 | 5 |  |  |  |  | 1
2360 | 17.4 | 5 |  |  |  |  | 1
2361 | 19.3 | 5 |  |  |  |  | 1
2362 | 23.6 | 9 |  |  |  |  | 1
2363 | 22.7 | 8.1 |  |  |  |  | 1
2364 | 26.7 | 12 |  |  |  |  | 1
2365 | 27.1 | 12.5 |  |  |  |  | 1
2366 | 29.1 | 14.5 |  |  |  |  | 1
2367 | 31.3 | 16.7 |  |  |  |  | 1
2368 | 29.7 | 15.1 |  |  |  |  | 1
2369 | 29.6 | 14.9 |  |  |  |  | 1
2370 | 29.4 | 14.8 |  |  |  |  | 1
2371 | 28.9 | 14.3 |  |  |  |  | 1
2372 | 25.5 | 10.9 |  |  |  |  | 1
2373 | 24.1 | 9.5 |  |  |  |  | 1
2374 | 20.8 | 6.2 |  |  |  |  | 1
2375 | 18.4 | 5 |  |  |  |  | 1
2376 | 17.1 | 5 |  |  |  |  | 1
2377 | 15.7 | 5 |  |  |  |  | 1
2378 | 13.4 | 5 |  |  |  |  | 1
2379 | 13.1 | 5 |  |  |  |  | 1
2380 | 13 | 5 |  |  |  |  | 1
2381 | 11.1 | 5 |  |  |  |  | 1
2382 | 14.5 | 5 |  |  |  |  | 1
2383 | 15.7 | 5 |  |  |  |  | 1
2384 | 15.9 | 5 |  |  |  |  | 1
2385 | 20 | 5.4 |  |  |  |  | 1
2386 | 20.6 | 6 |  |  |  |  | 1
2387 | 24.5 | 9.9 |  |  |  |  | 1
2388 | 24.9 | 10.3 |  |  |  |  | 1
2389 | 28.3 | 13.7 |  |  |  |  | 1
2390 | 27.6 | 13 |  |  |  |  | 1
2391 | 30.6 | 16 |  |  |  |  | 1
2392 | 31.1 | 16.5 |  |  |  |  | 1
2393 | 30.7 | 16.1 |  |  |  |  | 1
2394 | 27.1 | 12.5 |  |  |  |  | 1
2395 | 28.3 | 13.8 |  |  |  |  | 1
2396 | 25.7 | 11.1 |  |  |  |  | 1
2397 | 23.2 | 8.6 |  |  |  |  | 1
2398 | 20.3 | 5.8 |  |  |  |  | 1
2399 | 19 | 5 |  |  |  |  | 1
2400 | 17 | 5 |  |  |  |  | 1
2401 | 15.6 | 5 |  |  |  |  | 1
2402 | 13.4 | 5 |  |  |  |  | 1
2403 | 14.1 | 5 |  |  |  |  | 1
2404 | 13.8 | 5 |  |  |  |  | 1
2405 | 14.5 | 5 |  |  |  |  | 1
2406 | 12.5 | 5 |  |  |  |  | 1
2407 | 16.8 | 5 |  |  |  |  | 1
2408 | 17.6 | 5 |  |  |  |  | 1
2409 | 20.4 | 5.9 |  |  |  |  | 1
2410 | 21.4 | 6.9 |  |  |  |  | 1
2411 | 23.7 | 9.2 |  |  |  |  | 1
2412 | 26.1 | 11.6 |  |  |  |  | 1
2413 | 27.6 | 13.1 |  |  |  |  | 1
2414 | 28.3 | 13.8 |  |  |  |  | 1
2415 | 31.9 | 17.4 |  |  |  |  | 1
2416 | 29.8 | 15.3 |  |  |  |  | 1
2417 | 32 | 17.5 |  |  |  |  | 1
2418 | 27.5 | 13 |  |  |  |  | 1
2419 | 28.2 | 13.7 |  |  |  |  | 1
2420 | 26.3 | 11.8 |  |  |  |  | 1
2421 | 23.9 | 9.4 |  |  |  |  | 1
2422 | 22.9 | 8.4 |  |  |  |  | 1
2423 | 20.2 | 5.6 |  |  |  |  | 1
2424 | 15.9 | 5 |  |  |  |  | 1
2425 | 12.3 | 5 |  |  |  |  | 1
2426 | 14.5 | 5 |  |  |  |  | 1
2427 | 13.6 | 5 |  |  |  |  | 1
2428 | 13.9 | 5 |  |  |  |  | 1
2429 | 14.2 | 5 |  |  |  |  | 1
2430 | 12.7 | 5 |  |  |  |  | 1
2431 | 15 | 5 |  |  |  |  | 1
2432 | 19.4 | 5 |  |  |  |  | 1
2433 | 20.8 | 6.3 |  |  |  |  | 1
2434 | 23.1 | 8.7 |  |  |  |  | 1
2435 | 25.4 | 11 |  |  |  |  | 1
2436 | 27.2 | 12.8 |  |  |  |  | 1
2437 | 29 | 14.5 |  |  |  |  | 1
2438 | 31.1 | 16.6 |  |  |  |  | 1
2439 | 30.6 | 16.1 |  |  |  |  | 1
2440 | 29.7 | 15.3 |  |  |  |  | 1
2441 | 29.1 | 14.7 |  |  |  |  | 1
2442 | 29.7 | 15.3 |  |  |  |  | 1
2443 | 26.8 | 12.3 |  |  |  |  | 1
2444 | 28.6 | 14.2 |  |  |  |  | 1
2445 | 23.7 | 9.2 |  |  |  |  | 1
2446 | 22.2 | 7.7 |  |  |  |  | 1
2447 | 19.5 | 5.1 |  |  |  |  | 1
2448 | 17.8 | 5 |  |  |  |  | 1
2449 | 15.5 | 5 |  |  |  |  | 1
2450 | 14.1 | 5 |  |  |  |  | 1
2451 | 14.4 | 5 |  |  |  |  | 1
2452 | 15.8 | 5 |  |  |  |  | 1
2453 | 15.8 | 5 |  |  |  |  | 1
2454 | 15.8 | 5 |  |  |  |  | 1
2455 | 17.7 | 5 |  |  |  |  | 1
2456 | 19.4 | 5 |  |  |  |  | 1
2457 | 18.4 | 5 |  |  |  |  | 1
2458 | 22.2 | 7.8 |  |  |  |  | 1
2459 | 23.5 | 9.1 |  |  |  |  | 1
2460 | 27 | 12.6 |  |  |  |  | 1
2461 | 28.3 | 13.9 |  |  |  |  | 1
2462 | 30.1 | 15.7 |  |  |  |  | 1
2463 | 32.3 | 17.9 |  |  |  |  | 1
2464 | 31.7 | 17.3 |  |  |  |  | 1
2465 | 30.8 | 16.3 |  |  |  |  | 1
2466 | 30.1 | 15.7 |  |  |  |  | 1
2467 | 29 | 14.6 |  |  |  |  | 1
2468 | 26.8 | 12.4 |  |  |  |  | 1
2469 | 25.9 | 11.5 |  |  |  |  | 1
2470 | 22.7 | 8.3 |  |  |  |  | 1
2471 | 18.7 | 5 |  |  |  |  | 1
2472 | 17.5 | 5 |  |  |  |  | 1
2473 | 15.9 | 5 |  |  |  |  | 1
2474 | 13.1 | 5 |  |  |  |  | 1
2475 | 13.7 | 5 |  |  |  |  | 1
2476 | 15.3 | 5 |  |  |  |  | 1
2477 | 14.1 | 5 |  |  |  |  | 1
2478 | 16.3 | 5 |  |  |  |  | 1
2479 | 16.7 | 5 |  |  |  |  | 1
2480 | 19 | 5 |  |  |  |  | 1
2481 | 19.4 | 5 |  |  |  |  | 1
2482 | 21.7 | 7.4 |  |  |  |  | 1
2483 | 24.7 | 10.4 |  |  |  |  | 1
2484 | 26.8 | 12.4 |  |  |  |  | 1
2485 | 28.1 | 13.7 |  |  |  |  | 1
2486 | 28.7 | 14.3 |  |  |  |  | 1
2487 | 29.7 | 15.3 |  |  |  |  | 1
2488 | 31.2 | 16.8 |  |  |  |  | 1
2489 | 33 | 18.6 |  |  |  |  | 1
2490 | 30.6 | 16.3 |  |  |  |  | 1
2491 | 31.2 | 16.9 |  |  |  |  | 1
2492 | 28.3 | 13.9 |  |  |  |  | 1
2493 | 24.3 | 9.9 |  |  |  |  | 1
2494 | 23 | 8.6 |  |  |  |  | 1
2495 | 19.9 | 5.5 |  |  |  |  | 1
2496 | 17.9 | 5 |  |  |  |  | 1
2497 | 17 | 5 |  |  |  |  | 1
2498 | 15.2 | 5 |  |  |  |  | 1
2499 | 13.3 | 5 |  |  |  |  | 1
2500 | 13.5 | 5 |  |  |  |  | 1
2501 | 14.1 | 5 |  |  |  |  | 1
2502 | 15.4 | 5 |  |  |  |  | 1
2503 | 15.4 | 5 |  |  |  |  | 1
2504 | 16.4 | 5 |  |  |  |  | 1
2505 | 19.2 | 5 |  |  |  |  | 1
2506 | 21 | 6.7 |  |  |  |  | 1
2507 | 25.6 | 11.3 |  |  |  |  | 1
2508 | 27.2 | 12.9 |  |  |  |  | 1
2509 | 26.8 | 12.5 |  |  |  |  | 1
2510 | 30.6 | 16.3 |  |  |  |  | 1
2511 | 30.8 | 16.4 |  |  |  |  | 1
2512 | 32.8 | 18.5 |  |  |  |  | 1
2513 | 31.9 | 17.6 |  |  |  |  | 1
2514 | 29.8 | 15.5 |  |  |  |  | 1
2515 | 27 | 12.6 |  |  |  |  | 1
2516 | 25.4 | 11.1 |  |  |  |  | 1
2517 | 25.9 | 11.6 |  |  |  |  | 1
2518 | 23.3 | 9 |  |  |  |  | 1
2519 | 19.7 | 5.4 |  |  |  |  | 1
2520 | 17.7 | 5 |  |  |  |  | 1
2521 | 16.4 | 5 |  |  |  |  | 1
2522 | 12.6 | 5 |  |  |  |  | 1
2523 | 13.2 | 5 |  |  |  |  | 1
2524 | 14.3 | 5 |  |  |  |  | 1
2525 | 15.1 | 5 |  |  |  |  | 1
2526 | 14.3 | 5 |  |  |  |  | 1
2527 | 16.3 | 5 |  |  |  |  | 1
2528 | 18.8 | 5 |  |  |  |  | 1
2529 | 21.4 | 7.1 |  |  |  |  | 1
2530 | 23.1 | 8.9 |  |  |  |  | 1
2531 | 26.2 | 11.9 |  |  |  |  | 1
2532 | 28.1 | 13.8 |  |  |  |  | 1
2533 | 29 | 14.8 |  |  |  |  | 1
2534 | 28.9 | 14.6 |  |  |  |  | 1
2535 | 32.8 | 18.6 |  |  |  |  | 1
2536 | 33.3 | 19.1 |  |  |  |  | 1
2537 | 32.5 | 18.3 |  |  |  |  | 1
2538 | 30.5 | 16.3 |  |  |  |  | 1
2539 | 30.2 | 15.9 |  |  |  |  | 1
2540 | 26.9 | 12.7 |  |  |  |  | 1
2541 | 24.2 | 9.9 |  |  |  |  | 1
2542 | 24.1 | 9.8 |  |  |  |  | 1
2543 | 19.9 | 5.6 |  |  |  |  | 1
2544 | 17 | 5 |  |  |  |  | 1
2545 | 17 | 5 |  |  |  |  | 1
2546 | 13.6 | 5 |  |  |  |  | 1
2547 | 12.3 | 5 |  |  |  |  | 1
2548 | 14.8 | 5 |  |  |  |  | 1
2549 | 15 | 5 |  |  |  |  | 1
2550 | 17.1 | 5 |  |  |  |  | 1
2551 | 17.5 | 5 |  |  |  |  | 1
2552 | 17.5 | 5 |  |  |  |  | 1
2553 | 22.1 | 7.9 |  |  |  |  | 1
2554 | 23.6 | 9.4 |  |  |  |  | 1
2555 | 25.6 | 11.4 |  |  |  |  | 1
2556 | 28.5 | 14.3 |  |  |  |  | 1
2557 | 30.4 | 16.2 |  |  |  |  | 1
2558 | 32.5 | 18.3 |  |  |  |  | 1
2559 | 31.1 | 16.9 |  |  |  |  | 1
2560 | 32.2 | 18 |  |  |  |  | 1
2561 | 30.3 | 16.1 |  |  |  |  | 1
2562 | 29.2 | 15 |  |  |  |  | 1
2563 | 31.9 | 17.7 |  |  |  |  | 1
2564 | 28.1 | 13.9 |  |  |  |  | 1
2565 | 25.5 | 11.3 |  |  |  |  | 1
2566 | 23.1 | 8.9 |  |  |  |  | 1
2567 | 19.7 | 5.5 |  |  |  |  | 1
2568 | 18.5 | 5 |  |  |  |  | 1
2569 | 16.3 | 5 |  |  |  |  | 1
2570 | 15.5 | 5 |  |  |  |  | 1
2571 | 14.5 | 5 |  |  |  |  | 1
2572 | 13.2 | 5 |  |  |  |  | 1
2573 | 11.8 | 5 |  |  |  |  | 1
2574 | 17.7 | 5 |  |  |  |  | 1
2575 | 14.7 | 5 |  |  |  |  | 1
2576 | 20.7 | 6.6 |  |  |  |  | 1
2577 | 22.9 | 8.7 |  |  |  |  | 1
2578 | 22.3 | 8.1 |  |  |  |  | 1
2579 | 27 | 12.8 |  |  |  |  | 1
2580 | 29.2 | 15 |  |  |  |  | 1
2581 | 27.8 | 13.7 |  |  |  |  | 1
2582 | 32 | 17.9 |  |  |  |  | 1
2583 | 31.1 | 17 |  |  |  |  | 1
2584 | 30.9 | 16.8 |  |  |  |  | 1
2585 | 32 | 17.8 |  |  |  |  | 1
2586 | 32.3 | 18.2 |  |  |  |  | 1
2587 | 29.6 | 15.4 |  |  |  |  | 1
2588 | 27.5 | 13.4 |  |  |  |  | 1
2589 | 26.6 | 12.4 |  |  |  |  | 1
2590 | 22.6 | 8.5 |  |  |  |  | 1
2591 | 19.5 | 5.3 |  |  |  |  | 1
2592 | 18.7 | 5 |  |  |  |  | 1
2593 | 18.2 | 5 |  |  |  |  | 1
2594 | 17.3 | 5 |  |  |  |  | 1
2595 | 16.4 | 5 |  |  |  |  | 1
2596 | 14.5 | 5 |  |  |  |  | 1
2597 | 13.1 | 5 |  |  |  |  | 1
2598 | 16.5 | 5 |  |  |  |  | 1
2599 | 18.4 | 5 |  |  |  |  | 1
2600 | 18.6 | 5 |  |  |  |  | 1
2601 | 23.2 | 9.1 |  |  |  |  | 1
2602 | 22.6 | 8.5 |  |  |  |  | 1
2603 | 26 | 11.9 |  |  |  |  | 1
2604 | 26 | 11.9 |  |  |  |  | 1
2605 | 29.2 | 15.1 |  |  |  |  | 1
2606 | 31.3 | 17.2 |  |  |  |  | 1
2607 | 32.5 | 18.4 |  |  |  |  | 1
2608 | 33.9 | 19.8 |  |  |  |  | 1
2609 | 33.5 | 19.4 |  |  |  |  | 1
2610 | 31.9 | 17.8 |  |  |  |  | 1
2611 | 29.8 | 15.7 |  |  |  |  | 1
2612 | 29.7 | 15.6 |  |  |  |  | 1
2613 | 25.7 | 11.6 |  |  |  |  | 1
2614 | 24 | 9.9 |  |  |  |  | 1
2615 | 21.3 | 7.2 |  |  |  |  | 1
2616 | 18.5 | 5 |  |  |  |  | 1
2617 | 17.4 | 5 |  |  |  |  | 1
2618 | 16.8 | 5 |  |  |  |  | 1
2619 | 15.5 | 5 |  |  |  |  | 1
2620 | 15.3 | 5 |  |  |  |  | 1
2621 | 18.4 | 5 |  |  |  |  | 1
2622 | 15.7 | 5 |  |  |  |  | 1
2623 | 18 | 5 |  |  |  |  | 1
2624 | 18.9 | 5 |  |  |  |  | 1
2625 | 20.1 | 6 |  |  |  |  | 1
2626 | 25.7 | 11.7 |  |  |  |  | 1
2627 | 25.9 | 11.9 |  |  |  |  | 1
2628 | 27.2 | 13.2 |  |  |  |  | 1
2629 | 30.5 | 16.4 |  |  |  |  | 1
2630 | 30.5 | 16.5 |  |  |  |  | 1
2631 | 31.7 | 17.6 |  |  |  |  | 1
2632 | 34 | 19.9 |  |  |  |  | 1
2633 | 33.7 | 19.6 |  |  |  |  | 1
2634 | 31.1 | 17.1 |  |  |  |  | 1
2635 | 28.8 | 14.8 |  |  |  |  | 1
2636 | 25.8 | 11.8 |  |  |  |  | 1
2637 | 25.8 | 11.7 |  |  |  |  | 1
2638 | 22.7 | 8.6 |  |  |  |  | 1
2639 | 21.3 | 7.3 |  |  |  |  | 1
2640 | 18.4 | 5 |  |  |  |  | 1
2641 | 17.3 | 5 |  |  |  |  | 1
2642 | 16.6 | 5 |  |  |  |  | 1
2643 | 15.6 | 5 |  |  |  |  | 1
2644 | 16.5 | 5 |  |  |  |  | 1
2645 | 16.7 | 5 |  |  |  |  | 1
2646 | 14.6 | 5 |  |  |  |  | 1
2647 | 18.6 | 5 |  |  |  |  | 1
2648 | 18.5 | 5 |  |  |  |  | 1
2649 | 22.8 | 8.8 |  |  |  |  | 1
2650 | 25.3 | 11.3 |  |  |  |  | 1
2651 | 26.7 | 12.7 |  |  |  |  | 1
2652 | 28.3 | 14.3 |  |  |  |  | 1
2653 | 31.5 | 17.5 |  |  |  |  | 1
2654 | 32.5 | 18.5 |  |  |  |  | 1
2655 | 32.9 | 18.9 |  |  |  |  | 1
2656 | 33.2 | 19.2 |  |  |  |  | 1
2657 | 36.1 | 22.1 |  |  |  |  | 1
2658 | 31.1 | 17.1 |  |  |  |  | 1
2659 | 29 | 15 |  |  |  |  | 1
2660 | 28.4 | 14.4 |  |  |  |  | 1
2661 | 24.1 | 10.1 |  |  |  |  | 1
2662 | 24.1 | 10.1 |  |  |  |  | 1
2663 | 22.1 | 8.1 |  |  |  |  | 1
2664 | 19.1 | 5.1 |  |  |  |  | 1
2665 | 17.9 | 5 |  |  |  |  | 1
2666 | 15.2 | 5 |  |  |  |  | 1
2667 | 17.1 | 5 |  |  |  |  | 1
2668 | 14.8 | 5 |  |  |  |  | 1
2669 | 16.3 | 5 |  |  |  |  | 1
2670 | 16.1 | 5 |  |  |  |  | 1
2671 | 18.4 | 5 |  |  |  |  | 1
2672 | 21.1 | 7.1 |  |  |  |  | 1
2673 | 20.5 | 6.6 |  |  |  |  | 1
2674 | 22.9 | 9 |  |  |  |  | 1
2675 | 26.7 | 12.7 |  |  |  |  | 1
2676 | 29.5 | 15.5 |  |  |  |  | 1
2677 | 28.6 | 14.6 |  |  |  |  | 1
2678 | 32.6 | 18.7 |  |  |  |  | 1
2679 | 30.9 | 16.9 |  |  |  |  | 1
2680 | 33.8 | 19.8 |  |  |  |  | 1
2681 | 32.1 | 18.2 |  |  |  |  | 1
2682 | 31.8 | 17.8 |  |  |  |  | 1
2683 | 30.6 | 16.7 |  |  |  |  | 1
2684 | 29 | 15.1 |  |  |  |  | 1
2685 | 26.7 | 12.8 |  |  |  |  | 1
2686 | 24.2 | 10.3 |  |  |  |  | 1
2687 | 21.6 | 7.7 |  |  |  |  | 1
2688 | 18.9 | 5 |  |  |  |  | 1
2689 | 18.7 | 5 |  |  |  |  | 1
2690 | 14.5 | 5 |  |  |  |  | 1
2691 | 18.2 | 5 |  |  |  |  | 1
2692 | 16.5 | 5 |  |  |  |  | 1
2693 | 16.7 | 5 |  |  |  |  | 1
2694 | 17.2 | 5 |  |  |  |  | 1
2695 | 18.9 | 5 |  |  |  |  | 1
2696 | 21.1 | 7.2 |  |  |  |  | 1
2697 | 22.3 | 8.4 |  |  |  |  | 1
2698 | 22.9 | 9 |  |  |  |  | 1
2699 | 27.5 | 13.6 |  |  |  |  | 1
2700 | 28.9 | 15 |  |  |  |  | 1
2701 | 29.4 | 15.5 |  |  |  |  | 1
2702 | 30.9 | 17 |  |  |  |  | 1
2703 | 31.8 | 17.9 |  |  |  |  | 1
2704 | 32.7 | 18.8 |  |  |  |  | 1
2705 | 35.3 | 21.4 |  |  |  |  | 1
2706 | 30.6 | 16.7 |  |  |  |  | 1
2707 | 32 | 18.1 |  |  |  |  | 1
2708 | 29.1 | 15.2 |  |  |  |  | 1
2709 | 27.2 | 13.3 |  |  |  |  | 1
2710 | 24 | 10.1 |  |  |  |  | 1
2711 | 22.8 | 8.9 |  |  |  |  | 1
2712 | 21.1 | 7.2 |  |  |  |  | 1
2713 | 16.1 | 5 |  |  |  |  | 1
2714 | 17.4 | 5 |  |  |  |  | 1
2715 | 16.6 | 5 |  |  |  |  | 1
2716 | 15.8 | 5 |  |  |  |  | 1
2717 | 15.4 | 5 |  |  |  |  | 1
2718 | 18.9 | 5 |  |  |  |  | 1
2719 | 17.7 | 5 |  |  |  |  | 1
2720 | 19.6 | 5.8 |  |  |  |  | 1
2721 | 21 | 7.2 |  |  |  |  | 1
2722 | 26.2 | 12.4 |  |  |  |  | 1
2723 | 27 | 13.1 |  |  |  |  | 1
2724 | 27.9 | 14 |  |  |  |  | 1
2725 | 31.4 | 17.6 |  |  |  |  | 1
2726 | 32 | 18.1 |  |  |  |  | 1
2727 | 32.9 | 19 |  |  |  |  | 1
2728 | 33.9 | 20 |  |  |  |  | 1
2729 | 34.7 | 20.9 |  |  |  |  | 1
2730 | 31 | 17.1 |  |  |  |  | 1
2731 | 33 | 19.2 |  |  |  |  | 1
2732 | 30.1 | 16.2 |  |  |  |  | 1
2733 | 26.4 | 12.6 |  |  |  |  | 1
2734 | 25.1 | 11.2 |  |  |  |  | 1
2735 | 23.7 | 9.8 |  |  |  |  | 1
2736 | 18.9 | 5.1 |  |  |  |  | 1
2737 | 19.3 | 5.5 |  |  |  |  | 1
2738 | 17.4 | 5 |  |  |  |  | 1
2739 | 14.4 | 5 |  |  |  |  | 1
2740 | 13.7 | 5 |  |  |  |  | 1
2741 | 16 | 5 |  |  |  |  | 1
2742 | 17.1 | 5 |  |  |  |  | 1
2743 | 19.2 | 5.4 |  |  |  |  | 1
2744 | 21.9 | 8.1 |  |  |  |  | 1
2745 | 23.2 | 9.4 |  |  |  |  | 1
2746 | 28.4 | 14.6 |  |  |  |  | 1
2747 | 28.9 | 15.1 |  |  |  |  | 1
2748 | 27.3 | 13.5 |  |  |  |  | 1
2749 | 31.3 | 17.5 |  |  |  |  | 1
2750 | 33.8 | 20 |  |  |  |  | 1
2751 | 33.6 | 19.8 |  |  |  |  | 1
2752 | 32.6 | 18.8 |  |  |  |  | 1
2753 | 35.2 | 21.4 |  |  |  |  | 1
2754 | 33.6 | 19.8 |  |  |  |  | 1
2755 | 33.8 | 20 |  |  |  |  | 1
2756 | 30.2 | 16.4 |  |  |  |  | 1
2757 | 25.3 | 11.5 |  |  |  |  | 1
2758 | 23.3 | 9.5 |  |  |  |  | 1
2759 | 23.5 | 9.7 |  |  |  |  | 1
2760 | 20 | 6.2 |  |  |  |  | 1
2761 | 18.5 | 5 |  |  |  |  | 1
2762 | 17.6 | 5 |  |  |  |  | 1
2763 | 15.9 | 5 |  |  |  |  | 1
2764 | 15.8 | 5 |  |  |  |  | 1
2765 | 15.9 | 5 |  |  |  |  | 1
2766 | 17 | 5 |  |  |  |  | 1
2767 | 20.4 | 6.6 |  |  |  |  | 1
2768 | 21 | 7.3 |  |  |  |  | 1
2769 | 22 | 8.3 |  |  |  |  | 1
2770 | 25.5 | 11.8 |  |  |  |  | 1
2771 | 26.7 | 13 |  |  |  |  | 1
2772 | 30.7 | 16.9 |  |  |  |  | 1
2773 | 31.4 | 17.6 |  |  |  |  | 1
2774 | 32.3 | 18.6 |  |  |  |  | 1
2775 | 32 | 18.3 |  |  |  |  | 1
2776 | 36.6 | 22.9 |  |  |  |  | 1
2777 | 35.2 | 21.5 |  |  |  |  | 1
2778 | 31.6 | 17.9 |  |  |  |  | 1
2779 | 30.2 | 16.5 |  |  |  |  | 1
2780 | 28.7 | 15 |  |  |  |  | 1
2781 | 29.3 | 15.6 |  |  |  |  | 1
2782 | 24 | 10.3 |  |  |  |  | 1
2783 | 24 | 10.2 |  |  |  |  | 1
2784 | 17 | 5 |  |  |  |  | 1
2785 | 17.9 | 5 |  |  |  |  | 1
2786 | 16.4 | 5 |  |  |  |  | 1
2787 | 16.7 | 5 |  |  |  |  | 1
2788 | 18.6 | 5 |  |  |  |  | 1
2789 | 17 | 5 |  |  |  |  | 1
2790 | 17 | 5 |  |  |  |  | 1
2791 | 17.7 | 5 |  |  |  |  | 1
2792 | 21.2 | 7.5 |  |  |  |  | 1
2793 | 22.7 | 9 |  |  |  |  | 1
2794 | 26.1 | 12.5 |  |  |  |  | 1
2795 | 28.5 | 14.8 |  |  |  |  | 1
2796 | 29.7 | 16 |  |  |  |  | 1
2797 | 31 | 17.3 |  |  |  |  | 1
2798 | 33.2 | 19.5 |  |  |  |  | 1
2799 | 33.5 | 19.8 |  |  |  |  | 1
2800 | 32.9 | 19.2 |  |  |  |  | 1
2801 | 34.1 | 20.5 |  |  |  |  | 1
2802 | 32.3 | 18.7 |  |  |  |  | 1
2803 | 30.5 | 16.8 |  |  |  |  | 1
2804 | 27.5 | 13.8 |  |  |  |  | 1
2805 | 25.5 | 11.8 |  |  |  |  | 1
2806 | 23.4 | 9.7 |  |  |  |  | 1
2807 | 22.4 | 8.7 |  |  |  |  | 1
2808 | 17.6 | 5 |  |  |  |  | 1
2809 | 21.9 | 8.2 |  |  |  |  | 1
2810 | 16 | 5 |  |  |  |  | 1
2811 | 17.6 | 5 |  |  |  |  | 1
2812 | 16.3 | 5 |  |  |  |  | 1
2813 | 16.5 | 5 |  |  |  |  | 1
2814 | 18 | 5 |  |  |  |  | 1
2815 | 19.7 | 6.1 |  |  |  |  | 1
2816 | 19.8 | 6.1 |  |  |  |  | 1
2817 | 23.3 | 9.7 |  |  |  |  | 1
2818 | 25.4 | 11.8 |  |  |  |  | 1
2819 | 26.8 | 13.1 |  |  |  |  | 1
2820 | 29.3 | 15.7 |  |  |  |  | 1
2821 | 31.8 | 18.2 |  |  |  |  | 1
2822 | 32.9 | 19.3 |  |  |  |  | 1
2823 | 31.9 | 18.3 |  |  |  |  | 1
2824 | 33.3 | 19.6 |  |  |  |  | 1
2825 | 34.2 | 20.6 |  |  |  |  | 1
2826 | 32.1 | 18.5 |  |  |  |  | 1
2827 | 31.3 | 17.7 |  |  |  |  | 1
2828 | 30.2 | 16.5 |  |  |  |  | 1
2829 | 28.3 | 14.6 |  |  |  |  | 1
2830 | 25.8 | 12.2 |  |  |  |  | 1
2831 | 23.3 | 9.7 |  |  |  |  | 1
2832 | 20.4 | 6.7 |  |  |  |  | 1
2833 | 19.9 | 6.3 |  |  |  |  | 1
2834 | 18.2 | 5 |  |  |  |  | 1
2835 | 16.4 | 5 |  |  |  |  | 1
2836 | 16.5 | 5 |  |  |  |  | 1
2837 | 16.8 | 5 |  |  |  |  | 1
2838 | 16.1 | 5 |  |  |  |  | 1
2839 | 20.3 | 6.7 |  |  |  |  | 1
2840 | 21.9 | 8.3 |  |  |  |  | 1
2841 | 23.7 | 10.1 |  |  |  |  | 1
2842 | 25.2 | 11.7 |  |  |  |  | 1
2843 | 28.5 | 15 |  |  |  |  | 1
2844 | 32.2 | 18.6 |  |  |  |  | 1
2845 | 31.6 | 18 |  |  |  |  | 1
2846 | 32.3 | 18.7 |  |  |  |  | 1
2847 | 34.7 | 21.1 |  |  |  |  | 1
2848 | 35.1 | 21.5 |  |  |  |  | 1
2849 | 33.9 | 20.3 |  |  |  |  | 1
2850 | 34.5 | 20.9 |  |  |  |  | 1
2851 | 32.1 | 18.5 |  |  |  |  | 1
2852 | 30.2 | 16.6 |  |  |  |  | 1
2853 | 28.5 | 14.9 |  |  |  |  | 1
2854 | 27.4 | 13.9 |  |  |  |  | 1
2855 | 21.5 | 7.9 |  |  |  |  | 1
2856 | 21.1 | 7.5 |  |  |  |  | 1
2857 | 18.3 | 5 |  |  |  |  | 1
2858 | 17.9 | 5 |  |  |  |  | 1
2859 | 17.9 | 5 |  |  |  |  | 1
2860 | 18.5 | 5 |  |  |  |  | 1
2861 | 17.5 | 5 |  |  |  |  | 1
2862 | 17.6 | 5 |  |  |  |  | 1
2863 | 24 | 10.5 |  |  |  |  | 1
2864 | 21.7 | 8.2 |  |  |  |  | 1
2865 | 23.1 | 9.6 |  |  |  |  | 1
2866 | 25.3 | 11.8 |  |  |  |  | 1
2867 | 29.3 | 15.8 |  |  |  |  | 1
2868 | 30.9 | 17.4 |  |  |  |  | 1
2869 | 32 | 18.5 |  |  |  |  | 1
2870 | 34.1 | 20.6 |  |  |  |  | 1
2871 | 34.4 | 20.9 |  |  |  |  | 1
2872 | 32.5 | 19 |  |  |  |  | 1
2873 | 33.1 | 19.6 |  |  |  |  | 1
2874 | 31.5 | 18 |  |  |  |  | 1
2875 | 33.6 | 20.1 |  |  |  |  | 1
2876 | 29.7 | 16.2 |  |  |  |  | 1
2877 | 27.9 | 14.4 |  |  |  |  | 1
2878 | 28.7 | 15.2 |  |  |  |  | 1
2879 | 24.1 | 10.6 |  |  |  |  | 1
2880 | 23.8 | 10.3 |  |  |  |  | 1
2881 | 17.7 | 5 |  |  |  |  | 1
2882 | 17.8 | 5 |  |  |  |  | 1
2883 | 18.8 | 5.3 |  |  |  |  | 1
2884 | 16.8 | 5 |  |  |  |  | 1
2885 | 17.1 | 5 |  |  |  |  | 1
2886 | 19.6 | 6.1 |  |  |  |  | 1
2887 | 20.4 | 6.9 |  |  |  |  | 1
2888 | 22 | 8.5 |  |  |  |  | 1
2889 | 23.2 | 9.7 |  |  |  |  | 1
2890 | 25.6 | 12.1 |  |  |  |  | 1
2891 | 29.2 | 15.7 |  |  |  |  | 1
2892 | 30.5 | 17 |  |  |  |  | 1
2893 | 31.2 | 17.7 |  |  |  |  | 1
2894 | 33.4 | 19.9 |  |  |  |  | 1
2895 | 33.7 | 20.2 |  |  |  |  | 1
2896 | 32.9 | 19.5 |  |  |  |  | 1
2897 | 36.6 | 23.2 |  |  |  |  | 1
2898 | 32.6 | 19.1 |  |  |  |  | 1
2899 | 35.5 | 22.1 |  |  |  |  | 1
2900 | 31.6 | 18.1 |  |  |  |  | 1
2901 | 30.1 | 16.6 |  |  |  |  | 1
2902 | 26.2 | 12.7 |  |  |  |  | 1
2903 | 22.5 | 9 |  |  |  |  | 1
2904 | 22.9 | 9.5 |  |  |  |  | 1
2905 | 20.3 | 6.9 |  |  |  |  | 1
2906 | 18.8 | 5.4 |  |  |  |  | 1
2907 | 18.4 | 5 |  |  |  |  | 1
2908 | 18.6 | 5.1 |  |  |  |  | 1
2909 | 16.7 | 5 |  |  |  |  | 1
2910 | 17.6 | 5 |  |  |  |  | 1
2911 | 19.2 | 5.7 |  |  |  |  | 1
2912 | 22 | 8.5 |  |  |  |  | 1
2913 | 26.7 | 13.2 |  |  |  |  | 1
2914 | 26.6 | 13.1 |  |  |  |  | 1
2915 | 27.2 | 13.8 |  |  |  |  | 1
2916 | 32.3 | 18.9 |  |  |  |  | 1
2917 | 31.9 | 18.5 |  |  |  |  | 1
2918 | 33.2 | 19.7 |  |  |  |  | 1
2919 | 34.8 | 21.4 |  |  |  |  | 1
2920 | 34.9 | 21.5 |  |  |  |  | 1
2921 | 34.3 | 20.9 |  |  |  |  | 1
2922 | 33.9 | 20.5 |  |  |  |  | 1
2923 | 32.5 | 19.1 |  |  |  |  | 1
2924 | 32.4 | 19 |  |  |  |  | 1
2925 | 28 | 14.6 |  |  |  |  | 1
2926 | 27.2 | 13.8 |  |  |  |  | 1
2927 | 25.7 | 12.3 |  |  |  |  | 1
2928 | 22.3 | 8.9 |  |  |  |  | 1
2929 | 19.5 | 6.1 |  |  |  |  | 1
2930 | 20.3 | 6.9 |  |  |  |  | 1
2931 | 17.2 | 5 |  |  |  |  | 1
2932 | 17 | 5 |  |  |  |  | 1
2933 | 17.3 | 5 |  |  |  |  | 1
2934 | 20.6 | 7.2 |  |  |  |  | 1
2935 | 20.4 | 7 |  |  |  |  | 1
2936 | 23.3 | 9.9 |  |  |  |  | 1
2937 | 24.6 | 11.3 |  |  |  |  | 1
2938 | 26 | 12.6 |  |  |  |  | 1
2939 | 29.1 | 15.7 |  |  |  |  | 1
2940 | 31.8 | 18.4 |  |  |  |  | 1
2941 | 33.6 | 20.2 |  |  |  |  | 1
2942 | 36.1 | 22.7 |  |  |  |  | 1
2943 | 36.5 | 23.1 |  |  |  |  | 1
2944 | 35.4 | 22 |  |  |  |  | 1
2945 | 33.9 | 20.5 |  |  |  |  | 1
2946 | 34.5 | 21.1 |  |  |  |  | 1
2947 | 30.9 | 17.5 |  |  |  |  | 1
2948 | 30.2 | 16.8 |  |  |  |  | 1
2949 | 28.2 | 14.8 |  |  |  |  | 1
2950 | 26 | 12.6 |  |  |  |  | 1
2951 | 23.9 | 10.5 |  |  |  |  | 1
2952 | 20.6 | 7.2 |  |  |  |  | 1
2953 | 21.5 | 8.2 |  |  |  |  | 1
2954 | 17.7 | 5 |  |  |  |  | 1
2955 | 18.3 | 5 |  |  |  |  | 1
2956 | 19 | 5.7 |  |  |  |  | 1
2957 | 18.2 | 5 |  |  |  |  | 1
2958 | 18.1 | 5 |  |  |  |  | 1
2959 | 21.8 | 8.5 |  |  |  |  | 1
2960 | 20.6 | 7.2 |  |  |  |  | 1
2961 | 24 | 10.7 |  |  |  |  | 1
2962 | 25 | 11.7 |  |  |  |  | 1
2963 | 29.9 | 16.5 |  |  |  |  | 1
2964 | 29.9 | 16.6 |  |  |  |  | 1
2965 | 31.8 | 18.5 |  |  |  |  | 1
2966 | 35.8 | 22.5 |  |  |  |  | 1
2967 | 36.6 | 23.3 |  |  |  |  | 1
2968 | 33.7 | 20.3 |  |  |  |  | 1
2969 | 35.5 | 22.2 |  |  |  |  | 1
2970 | 34.2 | 20.9 |  |  |  |  | 1
2971 | 32.3 | 19 |  |  |  |  | 1
2972 | 32.4 | 19.1 |  |  |  |  | 1
2973 | 27.6 | 14.2 |  |  |  |  | 1
2974 | 24.9 | 11.6 |  |  |  |  | 1
2975 | 24.8 | 11.5 |  |  |  |  | 1
2976 | 23 | 9.6 |  |  |  |  | 1
2977 | 23 | 9.7 |  |  |  |  | 1
2978 | 20.2 | 6.9 |  |  |  |  | 1
2979 | 16.7 | 5 |  |  |  |  | 1
2980 | 18.8 | 5.5 |  |  |  |  | 1
2981 | 16 | 5 |  |  |  |  | 1
2982 | 19.3 | 6 |  |  |  |  | 1
2983 | 20.7 | 7.4 |  |  |  |  | 1
2984 | 22.2 | 8.9 |  |  |  |  | 1
2985 | 24 | 10.8 |  |  |  |  | 1
2986 | 28.3 | 15 |  |  |  |  | 1
2987 | 29 | 15.7 |  |  |  |  | 1
2988 | 31.1 | 17.8 |  |  |  |  | 1
2989 | 31.4 | 18.1 |  |  |  |  | 1
2990 | 35.7 | 22.4 |  |  |  |  | 1
2991 | 35.2 | 22 |  |  |  |  | 1
2992 | 34.6 | 21.4 |  |  |  |  | 1
2993 | 33.6 | 20.3 |  |  |  |  | 1
2994 | 35.4 | 22.1 |  |  |  |  | 1
2995 | 33.6 | 20.3 |  |  |  |  | 1
2996 | 32.2 | 18.9 |  |  |  |  | 1
2997 | 28.8 | 15.5 |  |  |  |  | 1
2998 | 27.1 | 13.8 |  |  |  |  | 1
2999 | 26.8 | 13.5 |  |  |  |  | 1
3000 | 23.9 | 10.6 |  |  |  |  | 1
3001 | 18.9 | 5.6 |  |  |  |  | 1
3002 | 19.4 | 6.2 |  |  |  |  | 1
3003 | 20 | 6.8 |  |  |  |  | 1
3004 | 18.3 | 5.1 |  |  |  |  | 1
3005 | 18.8 | 5.5 |  |  |  |  | 1
3006 | 20.3 | 7.1 |  |  |  |  | 1
3007 | 19.8 | 6.6 |  |  |  |  | 1
3008 | 25.4 | 12.2 |  |  |  |  | 1
3009 | 24.2 | 11 |  |  |  |  | 1
3010 | 25.7 | 12.5 |  |  |  |  | 1
3011 | 29.8 | 16.6 |  |  |  |  | 1
3012 | 30.1 | 16.9 |  |  |  |  | 1
3013 | 35.1 | 21.8 |  |  |  |  | 1
3014 | 33.2 | 20 |  |  |  |  | 1
3015 | 34.7 | 21.4 |  |  |  |  | 1
3016 | 37.9 | 24 |  |  |  |  | 1
3017 | 33.5 | 20.3 |  |  |  |  | 1
3018 | 36.3 | 23.1 |  |  |  |  | 1
3019 | 34.9 | 21.7 |  |  |  |  | 1
3020 | 31.4 | 18.2 |  |  |  |  | 1
3021 | 30.5 | 17.3 |  |  |  |  | 1
3022 | 26 | 12.8 |  |  |  |  | 1
3023 | 27.3 | 14.1 |  |  |  |  | 1
3024 | 22.7 | 9.5 |  |  |  |  | 1
3025 | 21.4 | 8.3 |  |  |  |  | 1
3026 | 19.6 | 6.4 |  |  |  |  | 1
3027 | 20.8 | 7.6 |  |  |  |  | 1
3028 | 19.1 | 5.9 |  |  |  |  | 1
3029 | 18.6 | 5.4 |  |  |  |  | 1
3030 | 17.9 | 5 |  |  |  |  | 1
3031 | 20.7 | 7.5 |  |  |  |  | 1
3032 | 22.4 | 9.2 |  |  |  |  | 1
3033 | 26.1 | 12.9 |  |  |  |  | 1
3034 | 26.5 | 13.3 |  |  |  |  | 1
3035 | 30.2 | 17 |  |  |  |  | 1
3036 | 31.1 | 17.9 |  |  |  |  | 1
3037 | 33.5 | 20.3 |  |  |  |  | 1
3038 | 35 | 21.9 |  |  |  |  | 1
3039 | 33.7 | 20.5 |  |  |  |  | 1
3040 | 36.3 | 23.2 |  |  |  |  | 1
3041 | 37.6 | 24 |  |  |  |  | 1
3042 | 35.8 | 22.7 |  |  |  |  | 1
3043 | 35.4 | 22.2 |  |  |  |  | 1
3044 | 32.2 | 19 |  |  |  |  | 1
3045 | 29.6 | 16.4 |  |  |  |  | 1
3046 | 27.4 | 14.3 |  |  |  |  | 1
3047 | 25 | 11.8 |  |  |  |  | 1
3048 | 20.5 | 7.3 |  |  |  |  | 1
3049 | 22 | 8.9 |  |  |  |  | 1
3050 | 18.8 | 5.7 |  |  |  |  | 1
3051 | 17.5 | 5 |  |  |  |  | 1
3052 | 19.5 | 6.3 |  |  |  |  | 1
3053 | 20.7 | 7.5 |  |  |  |  | 1
3054 | 19.9 | 6.8 |  |  |  |  | 1
3055 | 19.5 | 6.4 |  |  |  |  | 1
3056 | 24.8 | 11.7 |  |  |  |  | 1
3057 | 24.2 | 11.1 |  |  |  |  | 1
3058 | 26.7 | 13.6 |  |  |  |  | 1
3059 | 29.5 | 16.4 |  |  |  |  | 1
3060 | 31.5 | 18.3 |  |  |  |  | 1
3061 | 35.4 | 22.3 |  |  |  |  | 1
3062 | 35.1 | 22 |  |  |  |  | 1
3063 | 36 | 22.8 |  |  |  |  | 1
3064 | 36 | 22.9 |  |  |  |  | 1
3065 | 36.9 | 23.8 |  |  |  |  | 1
3066 | 35.5 | 22.3 |  |  |  |  | 1
3067 | 33.3 | 20.1 |  |  |  |  | 1
3068 | 31.2 | 18.1 |  |  |  |  | 1
3069 | 31.8 | 18.6 |  |  |  |  | 1
3070 | 26.8 | 13.7 |  |  |  |  | 1
3071 | 27.2 | 14.1 |  |  |  |  | 1
3072 | 24.8 | 11.7 |  |  |  |  | 1
3073 | 21.3 | 8.2 |  |  |  |  | 1
3074 | 21 | 7.9 |  |  |  |  | 1
3075 | 19.3 | 6.2 |  |  |  |  | 1
3076 | 18.1 | 5 |  |  |  |  | 1
3077 | 15.9 | 5 |  |  |  |  | 1
3078 | 20.3 | 7.2 |  |  |  |  | 1
3079 | 21.7 | 8.6 |  |  |  |  | 1
3080 | 23.6 | 10.5 |  |  |  |  | 1
3081 | 26.4 | 13.3 |  |  |  |  | 1
3082 | 30 | 16.9 |  |  |  |  | 1
3083 | 30.2 | 17.1 |  |  |  |  | 1
3084 | 32.5 | 19.4 |  |  |  |  | 1
3085 | 35.6 | 22.5 |  |  |  |  | 1
3086 | 38.7 | 24 |  |  |  |  | 1
3087 | 35.4 | 22.3 |  |  |  |  | 1
3088 | 38 | 24 |  |  |  |  | 1
3089 | 36 | 22.9 |  |  |  |  | 1
3090 | 36.2 | 23.1 |  |  |  |  | 1
3091 | 35 | 21.9 |  |  |  |  | 1
3092 | 32.2 | 19.1 |  |  |  |  | 1
3093 | 30.2 | 17.1 |  |  |  |  | 1
3094 | 27.1 | 14 |  |  |  |  | 1
3095 | 25.4 | 12.3 |  |  |  |  | 1
3096 | 21.5 | 8.4 |  |  |  |  | 1
3097 | 20.9 | 7.8 |  |  |  |  | 1
3098 | 20.7 | 7.7 |  |  |  |  | 1
3099 | 20 | 6.9 |  |  |  |  | 1
3100 | 19.3 | 6.2 |  |  |  |  | 1
3101 | 22.4 | 9.4 |  |  |  |  | 1
3102 | 17.8 | 5 |  |  |  |  | 1
3103 | 20.9 | 7.9 |  |  |  |  | 1
3104 | 21.5 | 8.5 |  |  |  |  | 1
3105 | 24.7 | 11.7 |  |  |  |  | 1
3106 | 30 | 16.9 |  |  |  |  | 1
3107 | 30.3 | 17.2 |  |  |  |  | 1
3108 | 32.9 | 19.8 |  |  |  |  | 1
3109 | 34.7 | 21.7 |  |  |  |  | 1
3110 | 38.8 | 24 |  |  |  |  | 1
3111 | 35.9 | 22.9 |  |  |  |  | 1
3112 | 36.5 | 23.5 |  |  |  |  | 1
3113 | 37.9 | 24 |  |  |  |  | 1
3114 | 36.2 | 23.2 |  |  |  |  | 1
3115 | 34 | 21 |  |  |  |  | 1
3116 | 32.8 | 19.8 |  |  |  |  | 1
3117 | 32 | 18.9 |  |  |  |  | 1
3118 | 28.8 | 15.7 |  |  |  |  | 1
3119 | 24.8 | 11.8 |  |  |  |  | 1
3120 | 23.3 | 10.2 |  |  |  |  | 1
3121 | 23 | 10.1 |  |  |  |  | 1
3122 | 18.2 | 5.2 |  |  |  |  | 1
3123 | 20.7 | 7.7 |  |  |  |  | 1
3124 | 19.4 | 6.4 |  |  |  |  | 1
3125 | 20.3 | 7.3 |  |  |  |  | 1
3126 | 21.5 | 8.5 |  |  |  |  | 1
3127 | 23.5 | 10.5 |  |  |  |  | 1
3128 | 24.9 | 11.9 |  |  |  |  | 1
3129 | 28.7 | 15.7 |  |  |  |  | 1
3130 | 28.4 | 15.4 |  |  |  |  | 1
3131 | 31 | 18 |  |  |  |  | 1
3132 | 33.2 | 20.2 |  |  |  |  | 1
3133 | 34.1 | 21.1 |  |  |  |  | 1
3134 | 35 | 22 |  |  |  |  | 1
3135 | 36.8 | 23.8 |  |  |  |  | 1
3136 | 39.1 | 24 |  |  |  |  | 1
3137 | 37.7 | 24 |  |  |  |  | 1
3138 | 37.2 | 24 |  |  |  |  | 1
3139 | 33.7 | 20.7 |  |  |  |  | 1
3140 | 34.8 | 21.8 |  |  |  |  | 1
3141 | 32.1 | 19.1 |  |  |  |  | 1
3142 | 28.8 | 15.8 |  |  |  |  | 1
3143 | 24.1 | 11.1 |  |  |  |  | 1
3144 | 22.1 | 9.1 |  |  |  |  | 1
3145 | 21.6 | 8.6 |  |  |  |  | 1
3146 | 19.8 | 6.8 |  |  |  |  | 1
3147 | 20.4 | 7.5 |  |  |  |  | 1
3148 | 19.4 | 6.4 |  |  |  |  | 1
3149 | 21.3 | 8.4 |  |  |  |  | 1
3150 | 20.4 | 7.5 |  |  |  |  | 1
3151 | 21.9 | 9 |  |  |  |  | 1
3152 | 22 | 9.1 |  |  |  |  | 1
3153 | 28.1 | 15.2 |  |  |  |  | 1
3154 | 29.4 | 16.5 |  |  |  |  | 1
3155 | 30.6 | 17.6 |  |  |  |  | 1
3156 | 33 | 20.1 |  |  |  |  | 1
3157 | 34.5 | 21.5 |  |  |  |  | 1
3158 | 33.9 | 20.9 |  |  |  |  | 1
3159 | 36.1 | 23.2 |  |  |  |  | 1
3160 | 36.8 | 23.8 |  |  |  |  | 1
3161 | 36.4 | 23.4 |  |  |  |  | 1
3162 | 37 | 24 |  |  |  |  | 1
3163 | 33.9 | 21 |  |  |  |  | 1
3164 | 31.7 | 18.7 |  |  |  |  | 1
3165 | 30.1 | 17.2 |  |  |  |  | 1
3166 | 30.5 | 17.6 |  |  |  |  | 1
3167 | 26.1 | 13.1 |  |  |  |  | 1
3168 | 24.3 | 11.4 |  |  |  |  | 1
3169 | 20.9 | 8 |  |  |  |  | 1
3170 | 20.8 | 7.9 |  |  |  |  | 1
3171 | 18.7 | 5.8 |  |  |  |  | 1
3172 | 20.6 | 7.7 |  |  |  |  | 1
3173 | 18.9 | 6 |  |  |  |  | 1
3174 | 22.2 | 9.3 |  |  |  |  | 1
3175 | 22.7 | 9.8 |  |  |  |  | 1
3176 | 22.8 | 9.9 |  |  |  |  | 1
3177 | 24.3 | 11.5 |  |  |  |  | 1
3178 | 27.9 | 15 |  |  |  |  | 1
3179 | 29.2 | 16.3 |  |  |  |  | 1
3180 | 32 | 19.1 |  |  |  |  | 1
3181 | 33.8 | 20.9 |  |  |  |  | 1
3182 | 37.4 | 24 |  |  |  |  | 1
3183 | 36.4 | 23.5 |  |  |  |  | 1
3184 | 35.8 | 22.9 |  |  |  |  | 1
3185 | 37 | 24 |  |  |  |  | 1
3186 | 37.2 | 24 |  |  |  |  | 1
3187 | 35.5 | 22.6 |  |  |  |  | 1
3188 | 30.8 | 17.9 |  |  |  |  | 1
3189 | 29.9 | 17 |  |  |  |  | 1
3190 | 29.7 | 16.8 |  |  |  |  | 1
3191 | 26.6 | 13.7 |  |  |  |  | 1
3192 | 22.7 | 9.8 |  |  |  |  | 1
3193 | 22.9 | 10.1 |  |  |  |  | 1
3194 | 18.1 | 5.3 |  |  |  |  | 1
3195 | 18.5 | 5.7 |  |  |  |  | 1
3196 | 20.5 | 7.6 |  |  |  |  | 1
3197 | 21.3 | 8.5 |  |  |  |  | 1
3198 | 22.5 | 9.6 |  |  |  |  | 1
3199 | 22.5 | 9.6 |  |  |  |  | 1
3200 | 24.8 | 11.9 |  |  |  |  | 1
3201 | 26.5 | 13.6 |  |  |  |  | 1
3202 | 27.3 | 14.4 |  |  |  |  | 1
3203 | 29.7 | 16.9 |  |  |  |  | 1
3204 | 31.7 | 18.9 |  |  |  |  | 1
3205 | 34.9 | 22.1 |  |  |  |  | 1
3206 | 35.1 | 22.2 |  |  |  |  | 1
3207 | 35.8 | 23 |  |  |  |  | 1
3208 | 37.2 | 24 |  |  |  |  | 1
3209 | 38.6 | 24 |  |  |  |  | 1
3210 | 37.1 | 24 |  |  |  |  | 1
3211 | 36.1 | 23.3 |  |  |  |  | 1
3212 | 33.9 | 21.1 |  |  |  |  | 1
3213 | 31.4 | 18.5 |  |  |  |  | 1
3214 | 28.3 | 15.4 |  |  |  |  | 1
3215 | 27.4 | 14.6 |  |  |  |  | 1
3216 | 25 | 12.2 |  |  |  |  | 1
3217 | 22.2 | 9.4 |  |  |  |  | 1
3218 | 22.4 | 9.6 |  |  |  |  | 1
3219 | 20.1 | 7.3 |  |  |  |  | 1
3220 | 18.3 | 5.5 |  |  |  |  | 1
3221 | 19.4 | 6.6 |  |  |  |  | 1
3222 | 20.7 | 7.9 |  |  |  |  | 1
3223 | 23.4 | 10.6 |  |  |  |  | 1
3224 | 26.1 | 13.3 |  |  |  |  | 1
3225 | 27.2 | 14.4 |  |  |  |  | 1
3226 | 30.1 | 17.3 |  |  |  |  | 1
3227 | 31.1 | 18.3 |  |  |  |  | 1
3228 | 33.4 | 20.6 |  |  |  |  | 1
3229 | 34.9 | 22.1 |  |  |  |  | 1
3230 | 34.9 | 22.1 |  |  |  |  | 1
3231 | 37.8 | 24 |  |  |  |  | 1
3232 | 36.7 | 23.9 |  |  |  |  | 1
3233 | 36.8 | 24 |  |  |  |  | 1
3234 | 35.8 | 23 |  |  |  |  | 1
3235 | 35 | 22.2 |  |  |  |  | 1
3236 | 33.6 | 20.8 |  |  |  |  | 1
3237 | 33.2 | 20.4 |  |  |  |  | 1
3238 | 30.9 | 18.1 |  |  |  |  | 1
3239 | 27.6 | 14.8 |  |  |  |  | 1
3240 | 25.3 | 12.5 |  |  |  |  | 1
3241 | 21.1 | 8.4 |  |  |  |  | 1
3242 | 21.7 | 8.9 |  |  |  |  | 1
3243 | 21.4 | 8.7 |  |  |  |  | 1
3244 | 19.3 | 6.5 |  |  |  |  | 1
3245 | 20.5 | 7.8 |  |  |  |  | 1
3246 | 22.6 | 9.9 |  |  |  |  | 1
3247 | 22.1 | 9.4 |  |  |  |  | 1
3248 | 25.2 | 12.5 |  |  |  |  | 1
3249 | 28.3 | 15.6 |  |  |  |  | 1
3250 | 31.6 | 18.9 |  |  |  |  | 1
3251 | 31.5 | 18.7 |  |  |  |  | 1
3252 | 34.1 | 21.4 |  |  |  |  | 1
3253 | 36.1 | 23.4 |  |  |  |  | 1
3254 | 37.1 | 24 |  |  |  |  | 1
3255 | 35.6 | 22.8 |  |  |  |  | 1
3256 | 38.2 | 24 |  |  |  |  | 1
3257 | 35.9 | 23.1 |  |  |  |  | 1
3258 | 37.7 | 24 |  |  |  |  | 1
3259 | 35 | 22.3 |  |  |  |  | 1
3260 | 35.7 | 23 |  |  |  |  | 1
3261 | 30.9 | 18.1 |  |  |  |  | 1
3262 | 28.1 | 15.3 |  |  |  |  | 1
3263 | 26.8 | 14 |  |  |  |  | 1
3264 | 24.8 | 12 |  |  |  |  | 1
3265 | 22.3 | 9.6 |  |  |  |  | 1
3266 | 22 | 9.3 |  |  |  |  | 1
3267 | 21.3 | 8.6 |  |  |  |  | 1
3268 | 22.6 | 9.9 |  |  |  |  | 1
3269 | 18.7 | 6 |  |  |  |  | 1
3270 | 20.7 | 8 |  |  |  |  | 1
3271 | 22.8 | 10.1 |  |  |  |  | 1
3272 | 26.7 | 13.9 |  |  |  |  | 1
3273 | 27.8 | 15.1 |  |  |  |  | 1
3274 | 28.9 | 16.2 |  |  |  |  | 1
3275 | 33.1 | 20.4 |  |  |  |  | 1
3276 | 34.5 | 21.8 |  |  |  |  | 1
3277 | 34.6 | 21.9 |  |  |  |  | 1
3278 | 36.6 | 23.9 |  |  |  |  | 1
3279 | 37.2 | 24 |  |  |  |  | 1
3280 | 37.4 | 24 |  |  |  |  | 1
3281 | 36.4 | 23.7 |  |  |  |  | 1
3282 | 36.7 | 24 |  |  |  |  | 1
3283 | 35 | 22.3 |  |  |  |  | 1
3284 | 33.6 | 20.9 |  |  |  |  | 1
3285 | 34.4 | 21.7 |  |  |  |  | 1
3286 | 28.7 | 16 |  |  |  |  | 1
3287 | 28.7 | 16 |  |  |  |  | 1
3288 | 23.7 | 10.9 |  |  |  |  | 1
3289 | 25.2 | 12.6 |  |  |  |  | 1
3290 | 22.4 | 9.7 |  |  |  |  | 1
3291 | 21.9 | 9.2 |  |  |  |  | 1
3292 | 22.6 | 9.9 |  |  |  |  | 1
3293 | 20.8 | 8.1 |  |  |  |  | 1
3294 | 24.2 | 11.6 |  |  |  |  | 1
3295 | 23.5 | 10.9 |  |  |  |  | 1
3296 | 25.8 | 13.2 |  |  |  |  | 1
3297 | 26.7 | 14.1 |  |  |  |  | 1
3298 | 30.2 | 17.5 |  |  |  |  | 1
3299 | 31 | 18.4 |  |  |  |  | 1
3300 | 35.1 | 22.4 |  |  |  |  | 1
3301 | 36.5 | 23.8 |  |  |  |  | 1
3302 | 37.3 | 24 |  |  |  |  | 1
3303 | 35.7 | 23 |  |  |  |  | 1
3304 | 37.4 | 24 |  |  |  |  | 1
3305 | 39.1 | 24 |  |  |  |  | 1
3306 | 37.3 | 24 |  |  |  |  | 1
3307 | 37.4 | 24 |  |  |  |  | 1
3308 | 31.2 | 18.5 |  |  |  |  | 1
3309 | 32.3 | 19.6 |  |  |  |  | 1
3310 | 30.1 | 17.5 |  |  |  |  | 1
3311 | 27.3 | 14.6 |  |  |  |  | 1
3312 | 25.4 | 12.8 |  |  |  |  | 1
3313 | 24.8 | 12.2 |  |  |  |  | 1
3314 | 24.3 | 11.7 |  |  |  |  | 1
3315 | 22.4 | 9.8 |  |  |  |  | 1
3316 | 19.1 | 6.5 |  |  |  |  | 1
3317 | 22.7 | 10.1 |  |  |  |  | 1
3318 | 21.9 | 9.3 |  |  |  |  | 1
3319 | 24.7 | 12.1 |  |  |  |  | 1
3320 | 24.5 | 11.9 |  |  |  |  | 1
3321 | 29 | 16.3 |  |  |  |  | 1
3322 | 30.1 | 17.5 |  |  |  |  | 1
3323 | 33.5 | 20.9 |  |  |  |  | 1
3324 | 33.1 | 20.5 |  |  |  |  | 1
3325 | 34.3 | 21.7 |  |  |  |  | 1
3326 | 37.7 | 24 |  |  |  |  | 1
3327 | 39.4 | 24 |  |  |  |  | 1
3328 | 38.7 | 24 |  |  |  |  | 1
3329 | 37.9 | 24 |  |  |  |  | 1
3330 | 37.1 | 24 |  |  |  |  | 1
3331 | 37.2 | 24 |  |  |  |  | 1
3332 | 35 | 22.4 |  |  |  |  | 1
3333 | 32.2 | 19.6 |  |  |  |  | 1
3334 | 29.4 | 16.8 |  |  |  |  | 1
3335 | 26.4 | 13.8 |  |  |  |  | 1
3336 | 26.6 | 14 |  |  |  |  | 1
3337 | 23.5 | 10.9 |  |  |  |  | 1
3338 | 21.1 | 8.5 |  |  |  |  | 1
3339 | 20.2 | 7.6 |  |  |  |  | 1
3340 | 21.5 | 9 |  |  |  |  | 1
3341 | 22.6 | 10 |  |  |  |  | 1
3342 | 22.1 | 9.5 |  |  |  |  | 1
3343 | 26.1 | 13.5 |  |  |  |  | 1
3344 | 27.2 | 14.6 |  |  |  |  | 1
3345 | 27.9 | 15.3 |  |  |  |  | 1
3346 | 30.9 | 18.3 |  |  |  |  | 1
3347 | 32.1 | 19.5 |  |  |  |  | 1
3348 | 31.9 | 19.3 |  |  |  |  | 1
3349 | 37.2 | 24 |  |  |  |  | 1
3350 | 37.2 | 24 |  |  |  |  | 1
3351 | 38.1 | 24 |  |  |  |  | 1
3352 | 38.6 | 24 |  |  |  |  | 1
3353 | 38 | 24 |  |  |  |  | 1
3354 | 36.8 | 24 |  |  |  |  | 1
3355 | 35 | 22.4 |  |  |  |  | 1
3356 | 36.6 | 24 |  |  |  |  | 1
3357 | 32.1 | 19.5 |  |  |  |  | 1
3358 | 29.6 | 17 |  |  |  |  | 1
3359 | 25.3 | 12.7 |  |  |  |  | 1
3360 | 27.1 | 14.5 |  |  |  |  | 1
3361 | 23.3 | 10.8 |  |  |  |  | 1
3362 | 22.9 | 10.4 |  |  |  |  | 1
3363 | 20.2 | 7.7 |  |  |  |  | 1
3364 | 21.4 | 8.9 |  |  |  |  | 1
3365 | 23 | 10.4 |  |  |  |  | 1
3366 | 22.5 | 10 |  |  |  |  | 1
3367 | 25.2 | 12.7 |  |  |  |  | 1
3368 | 26 | 13.5 |  |  |  |  | 1
3369 | 30.1 | 17.6 |  |  |  |  | 1
3370 | 30.5 | 18 |  |  |  |  | 1
3371 | 32.4 | 19.9 |  |  |  |  | 1
3372 | 35.8 | 23.3 |  |  |  |  | 1
3373 | 37.1 | 24 |  |  |  |  | 1
3374 | 38.5 | 24 |  |  |  |  | 1
3375 | 38.4 | 24 |  |  |  |  | 1
3376 | 39.8 | 24 |  |  |  |  | 1
3377 | 37 | 24 |  |  |  |  | 1
3378 | 37.2 | 24 |  |  |  |  | 1
3379 | 35.9 | 23.4 |  |  |  |  | 1
3380 | 35.7 | 23.2 |  |  |  |  | 1
3381 | 31.9 | 19.3 |  |  |  |  | 1
3382 | 31.5 | 19 |  |  |  |  | 1
3383 | 28.9 | 16.4 |  |  |  |  | 1
3384 | 26.3 | 13.8 |  |  |  |  | 1
3385 | 24.4 | 11.9 |  |  |  |  | 1
3386 | 23.4 | 10.9 |  |  |  |  | 1
3387 | 22 | 9.5 |  |  |  |  | 1
3388 | 21.2 | 8.7 |  |  |  |  | 1
3389 | 22.6 | 10.1 |  |  |  |  | 1
3390 | 24.5 | 12.1 |  |  |  |  | 1
3391 | 26.8 | 14.3 |  |  |  |  | 1
3392 | 25.5 | 13.1 |  |  |  |  | 1
3393 | 28.8 | 16.3 |  |  |  |  | 1
3394 | 30.2 | 17.7 |  |  |  |  | 1
3395 | 31.8 | 19.3 |  |  |  |  | 1
3396 | 33.4 | 20.9 |  |  |  |  | 1
3397 | 36.3 | 23.8 |  |  |  |  | 1
3398 | 39.6 | 24 |  |  |  |  | 1
3399 | 36.4 | 23.9 |  |  |  |  | 1
3400 | 41 | 24 |  |  |  |  | 1
3401 | 37.8 | 24 |  |  |  |  | 1
3402 | 38.3 | 24 |  |  |  |  | 1
3403 | 35.9 | 23.5 |  |  |  |  | 1
3404 | 33.8 | 21.4 |  |  |  |  | 1
3405 | 31.7 | 19.3 |  |  |  |  | 1
3406 | 29.8 | 17.4 |  |  |  |  | 1
3407 | 28.6 | 16.1 |  |  |  |  | 1
3408 | 26.1 | 13.6 |  |  |  |  | 1
3409 | 26 | 13.6 |  |  |  |  | 1
3410 | 23.2 | 10.8 |  |  |  |  | 1
3411 | 22.7 | 10.3 |  |  |  |  | 1
3412 | 20.8 | 8.4 |  |  |  |  | 1
3413 | 21.5 | 9.1 |  |  |  |  | 1
3414 | 22.8 | 10.3 |  |  |  |  | 1
3415 | 25.9 | 13.4 |  |  |  |  | 1
3416 | 25.5 | 13 |  |  |  |  | 1
3417 | 28 | 15.5 |  |  |  |  | 1
3418 | 29.8 | 17.4 |  |  |  |  | 1
3419 | 32.8 | 20.4 |  |  |  |  | 1
3420 | 36.2 | 23.8 |  |  |  |  | 1
3421 | 38.7 | 24 |  |  |  |  | 1
3422 | 38 | 24 |  |  |  |  | 1
3423 | 39.3 | 24 |  |  |  |  | 1
3424 | 38.8 | 24 |  |  |  |  | 1
3425 | 40.3 | 24 |  |  |  |  | 1
3426 | 39 | 24 |  |  |  |  | 1
3427 | 38.3 | 24 |  |  |  |  | 1
3428 | 33.5 | 21 |  |  |  |  | 1
3429 | 32.2 | 19.8 |  |  |  |  | 1
3430 | 28.7 | 16.2 |  |  |  |  | 1
3431 | 29.2 | 16.8 |  |  |  |  | 1
3432 | 26.4 | 14 |  |  |  |  | 1
3433 | 25.6 | 13.2 |  |  |  |  | 1
3434 | 24 | 11.6 |  |  |  |  | 1
3435 | 23 | 10.7 |  |  |  |  | 1
3436 | 21 | 8.7 |  |  |  |  | 1
3437 | 21 | 8.6 |  |  |  |  | 1
3438 | 22.9 | 10.5 |  |  |  |  | 1
3439 | 25 | 12.6 |  |  |  |  | 1
3440 | 26.3 | 13.9 |  |  |  |  | 1
3441 | 28.7 | 16.3 |  |  |  |  | 1
3442 | 32.2 | 19.8 |  |  |  |  | 1
3443 | 33.1 | 20.7 |  |  |  |  | 1
3444 | 36.5 | 24 |  |  |  |  | 1
3445 | 37 | 24 |  |  |  |  | 1
3446 | 36.8 | 24 |  |  |  |  | 1
3447 | 39.4 | 24 |  |  |  |  | 1
3448 | 38.2 | 24 |  |  |  |  | 1
3449 | 39 | 24 |  |  |  |  | 1
3450 | 38.2 | 24 |  |  |  |  | 1
3451 | 37.1 | 24 |  |  |  |  | 1
3452 | 35.6 | 23.3 |  |  |  |  | 1
3453 | 33.8 | 21.4 |  |  |  |  | 1
3454 | 31 | 18.6 |  |  |  |  | 1
3455 | 26.9 | 14.5 |  |  |  |  | 1
3456 | 26.9 | 14.5 |  |  |  |  | 1
3457 | 27.7 | 15.3 |  |  |  |  | 1
3458 | 21.8 | 9.5 |  |  |  |  | 1
3459 | 22.1 | 9.8 |  |  |  |  | 1
3460 | 21.5 | 9.1 |  |  |  |  | 1
3461 | 23.4 | 11.1 |  |  |  |  | 1
3462 | 21.1 | 8.8 |  |  |  |  | 1
3463 | 22.5 | 10.2 |  |  |  |  | 1
3464 | 26.8 | 14.5 |  |  |  |  | 1
3465 | 28.4 | 16 |  |  |  |  | 1
3466 | 29.8 | 17.4 |  |  |  |  | 1
3467 | 33.6 | 21.2 |  |  |  |  | 1
3468 | 34.7 | 22.4 |  |  |  |  | 1
3469 | 38.3 | 24 |  |  |  |  | 1
3470 | 39 | 24 |  |  |  |  | 1
3471 | 41.4 | 24 |  |  |  |  | 1
3472 | 40.8 | 24 |  |  |  |  | 1
3473 | 40.4 | 24 |  |  |  |  | 1
3474 | 37.2 | 24 |  |  |  |  | 1
3475 | 35.4 | 23.1 |  |  |  |  | 1
3476 | 36.3 | 23.9 |  |  |  |  | 1
3477 | 31.4 | 19.1 |  |  |  |  | 1
3478 | 30.8 | 18.5 |  |  |  |  | 1
3479 | 28.5 | 16.1 |  |  |  |  | 1
3480 | 25.4 | 13 |  |  |  |  | 1
3481 | 25.4 | 13.1 |  |  |  |  | 1
3482 | 24 | 11.7 |  |  |  |  | 1
3483 | 20.7 | 8.4 |  |  |  |  | 1
3484 | 23.8 | 11.5 |  |  |  |  | 1
3485 | 24.4 | 12.1 |  |  |  |  | 1
3486 | 25 | 12.7 |  |  |  |  | 1
3487 | 24 | 11.7 |  |  |  |  | 1
3488 | 25.2 | 12.9 |  |  |  |  | 1
3489 | 29 | 16.7 |  |  |  |  | 1
3490 | 33.7 | 21.4 |  |  |  |  | 1
3491 | 32.9 | 20.6 |  |  |  |  | 1
3492 | 34.4 | 22.1 |  |  |  |  | 1
3493 | 36.3 | 24 |  |  |  |  | 1
3494 | 37.2 | 24 |  |  |  |  | 1
3495 | 39.9 | 24 |  |  |  |  | 1
3496 | 39.6 | 24 |  |  |  |  | 1
3497 | 38.1 | 24 |  |  |  |  | 1
3498 | 39.1 | 24 |  |  |  |  | 1
3499 | 34.7 | 22.4 |  |  |  |  | 1
3500 | 35.5 | 23.2 |  |  |  |  | 1
3501 | 35 | 22.7 |  |  |  |  | 1
3502 | 30.3 | 18 |  |  |  |  | 1
3503 | 28 | 15.7 |  |  |  |  | 1
3504 | 27 | 14.7 |  |  |  |  | 1
3505 | 25.1 | 12.9 |  |  |  |  | 1
3506 | 20.8 | 8.5 |  |  |  |  | 1
3507 | 23 | 10.8 |  |  |  |  | 1
3508 | 22 | 9.7 |  |  |  |  | 1
3509 | 22.5 | 10.3 |  |  |  |  | 1
3510 | 23.9 | 11.6 |  |  |  |  | 1
3511 | 26.6 | 14.3 |  |  |  |  | 1
3512 | 28 | 15.7 |  |  |  |  | 1
3513 | 30.8 | 18.5 |  |  |  |  | 1
3514 | 31.7 | 19.4 |  |  |  |  | 1
3515 | 32 | 19.8 |  |  |  |  | 1
3516 | 33.4 | 21.1 |  |  |  |  | 1
3517 | 38.3 | 24 |  |  |  |  | 1
3518 | 39.4 | 24 |  |  |  |  | 1
3519 | 40.8 | 24 |  |  |  |  | 1
3520 | 38.7 | 24 |  |  |  |  | 1
3521 | 35.9 | 23.6 |  |  |  |  | 1
3522 | 38.1 | 24 |  |  |  |  | 1
3523 | 36.9 | 24 |  |  |  |  | 1
3524 | 35.6 | 23.3 |  |  |  |  | 1
3525 | 35.4 | 23.2 |  |  |  |  | 1
3526 | 33.3 | 21 |  |  |  |  | 1
3527 | 27 | 14.8 |  |  |  |  | 1
3528 | 26.6 | 14.3 |  |  |  |  | 1
3529 | 25.8 | 13.6 |  |  |  |  | 1
3530 | 24.2 | 12 |  |  |  |  | 1
3531 | 25.3 | 13.1 |  |  |  |  | 1
3532 | 20.7 | 8.5 |  |  |  |  | 1
3533 | 23 | 10.8 |  |  |  |  | 1
3534 | 23.4 | 11.2 |  |  |  |  | 1
3535 | 26.1 | 13.8 |  |  |  |  | 1
3536 | 28.6 | 16.4 |  |  |  |  | 1
3537 | 29.4 | 17.2 |  |  |  |  | 1
3538 | 32.1 | 19.9 |  |  |  |  | 1
3539 | 34.2 | 22 |  |  |  |  | 1
3540 | 37.3 | 24 |  |  |  |  | 1
3541 | 37.5 | 24 |  |  |  |  | 1
3542 | 38.4 | 24 |  |  |  |  | 1
3543 | 36.8 | 24 |  |  |  |  | 1
3544 | 41.8 | 24 |  |  |  |  | 1
3545 | 39.2 | 24 |  |  |  |  | 1
3546 | 40 | 24 |  |  |  |  | 1
3547 | 37.4 | 24 |  |  |  |  | 1
3548 | 34.7 | 22.4 |  |  |  |  | 1
3549 | 32.9 | 20.7 |  |  |  |  | 1
3550 | 31 | 18.8 |  |  |  |  | 1
3551 | 28 | 15.8 |  |  |  |  | 1
3552 | 25.7 | 13.5 |  |  |  |  | 1
3553 | 26 | 13.8 |  |  |  |  | 1
3554 | 25 | 12.9 |  |  |  |  | 1
3555 | 23.1 | 10.9 |  |  |  |  | 1
3556 | 23.4 | 11.2 |  |  |  |  | 1
3557 | 25.1 | 12.9 |  |  |  |  | 1
3558 | 21.8 | 9.6 |  |  |  |  | 1
3559 | 25.7 | 13.5 |  |  |  |  | 1
3560 | 28.5 | 16.3 |  |  |  |  | 1
3561 | 29.8 | 17.6 |  |  |  |  | 1
3562 | 29.1 | 17 |  |  |  |  | 1
3563 | 34.1 | 22 |  |  |  |  | 1
3564 | 36.3 | 24 |  |  |  |  | 1
3565 | 38 | 24 |  |  |  |  | 1
3566 | 40.2 | 24 |  |  |  |  | 1
3567 | 38 | 24 |  |  |  |  | 1
3568 | 39.5 | 24 |  |  |  |  | 1
3569 | 39.7 | 24 |  |  |  |  | 1
3570 | 36.8 | 24 |  |  |  |  | 1
3571 | 38.3 | 24 |  |  |  |  | 1
3572 | 36.4 | 24 |  |  |  |  | 1
3573 | 33.7 | 21.6 |  |  |  |  | 1
3574 | 31.4 | 19.2 |  |  |  |  | 1
3575 | 28.9 | 16.8 |  |  |  |  | 1
3576 | 27 | 14.9 |  |  |  |  | 1
3577 | 26 | 13.9 |  |  |  |  | 1
3578 | 22.9 | 10.7 |  |  |  |  | 1
3579 | 22.6 | 10.5 |  |  |  |  | 1
3580 | 22.4 | 10.3 |  |  |  |  | 1
3581 | 23.3 | 11.1 |  |  |  |  | 1
3582 | 24.8 | 12.7 |  |  |  |  | 1
3583 | 25.8 | 13.6 |  |  |  |  | 1
3584 | 27.7 | 15.6 |  |  |  |  | 1
3585 | 28.1 | 16 |  |  |  |  | 1
3586 | 33.6 | 21.5 |  |  |  |  | 1
3587 | 35 | 22.9 |  |  |  |  | 1
3588 | 33.9 | 21.8 |  |  |  |  | 1
3589 | 38.1 | 24 |  |  |  |  | 1
3590 | 39.6 | 24 |  |  |  |  | 1
3591 | 38.8 | 24 |  |  |  |  | 1
3592 | 39 | 24 |  |  |  |  | 1
3593 | 37.7 | 24 |  |  |  |  | 1
3594 | 38.1 | 24 |  |  |  |  | 1
3595 | 36.6 | 24 |  |  |  |  | 1
3596 | 37 | 24 |  |  |  |  | 1
3597 | 33.5 | 21.4 |  |  |  |  | 1
3598 | 33.6 | 21.5 |  |  |  |  | 1
3599 | 30.5 | 18.3 |  |  |  |  | 1
3600 | 27.3 | 15.2 |  |  |  |  | 1
3601 | 28.2 | 16.1 |  |  |  |  | 1
3602 | 24.5 | 12.4 |  |  |  |  | 1
3603 | 23.5 | 11.4 |  |  |  |  | 1
3604 | 23.1 | 11 |  |  |  |  | 1
3605 | 25.3 | 13.2 |  |  |  |  | 1
3606 | 25.4 | 13.3 |  |  |  |  | 1
3607 | 24.9 | 12.8 |  |  |  |  | 1
3608 | 27 | 14.9 |  |  |  |  | 1
3609 | 30 | 17.9 |  |  |  |  | 1
3610 | 32.1 | 20 |  |  |  |  | 1
3611 | 32.8 | 20.7 |  |  |  |  | 1
3612 | 35.7 | 23.6 |  |  |  |  | 1
3613 | 37.5 | 24 |  |  |  |  | 1
3614 | 40.2 | 24 |  |  |  |  | 1
3615 | 41.3 | 24 |  |  |  |  | 1
3616 | 39.7 | 24 |  |  |  |  | 1
3617 | 39.4 | 24 |  |  |  |  | 1
3618 | 39.7 | 24 |  |  |  |  | 1
3619 | 40.9 | 24 |  |  |  |  | 1
3620 | 36.2 | 24 |  |  |  |  | 1
3621 | 33.7 | 21.6 |  |  |  |  | 1
3622 | 30 | 17.9 |  |  |  |  | 1
3623 | 29.9 | 17.8 |  |  |  |  | 1
3624 | 27.7 | 15.7 |  |  |  |  | 1
3625 | 25.8 | 13.8 |  |  |  |  | 1
3626 | 24.5 | 12.5 |  |  |  |  | 1
3627 | 25.2 | 13.2 |  |  |  |  | 1
3628 | 22.3 | 10.2 |  |  |  |  | 1
3629 | 22.8 | 10.8 |  |  |  |  | 1
3630 | 23.2 | 11.2 |  |  |  |  | 1
3631 | 25.7 | 13.6 |  |  |  |  | 1
3632 | 26.2 | 14.2 |  |  |  |  | 1
3633 | 30.9 | 18.8 |  |  |  |  | 1
3634 | 32.2 | 20.1 |  |  |  |  | 1
3635 | 32.5 | 20.4 |  |  |  |  | 1
3636 | 37.2 | 24 |  |  |  |  | 1
3637 | 35.4 | 23.3 |  |  |  |  | 1
3638 | 39.8 | 24 |  |  |  |  | 1
3639 | 38.1 | 24 |  |  |  |  | 1
3640 | 41.2 | 24 |  |  |  |  | 1
3641 | 41.2 | 24 |  |  |  |  | 1
3642 | 40.4 | 24 |  |  |  |  | 1
3643 | 36.3 | 24 |  |  |  |  | 1
3644 | 35.6 | 23.5 |  |  |  |  | 1
3645 | 33.5 | 21.4 |  |  |  |  | 1
3646 | 32.6 | 20.5 |  |  |  |  | 1
3647 | 31.1 | 19.1 |  |  |  |  | 1
3648 | 28.9 | 16.8 |  |  |  |  | 1
3649 | 23.6 | 11.6 |  |  |  |  | 1
3650 | 25.8 | 13.8 |  |  |  |  | 1
3651 | 23.6 | 11.6 |  |  |  |  | 1
3652 | 24 | 12 |  |  |  |  | 1
3653 | 23.8 | 11.8 |  |  |  |  | 1
3654 | 24.4 | 12.4 |  |  |  |  | 1
3655 | 26.3 | 14.2 |  |  |  |  | 1
3656 | 30.5 | 18.5 |  |  |  |  | 1
3657 | 28.8 | 16.7 |  |  |  |  | 1
3658 | 32.5 | 20.5 |  |  |  |  | 1
3659 | 35.8 | 23.8 |  |  |  |  | 1
3660 | 36.6 | 24 |  |  |  |  | 1
3661 | 36.5 | 24 |  |  |  |  | 1
3662 | 41.9 | 24 |  |  |  |  | 1
3663 | 40.2 | 24 |  |  |  |  | 1
3664 | 40.5 | 24 |  |  |  |  | 1
3665 | 39.8 | 24 |  |  |  |  | 1
3666 | 37.3 | 24 |  |  |  |  | 1
3667 | 37.3 | 24 |  |  |  |  | 1
3668 | 37 | 24 |  |  |  |  | 1
3669 | 35 | 23 |  |  |  |  | 1
3670 | 32.1 | 20 |  |  |  |  | 1
3671 | 31.4 | 19.4 |  |  |  |  | 1
3672 | 27.9 | 15.9 |  |  |  |  | 1
3673 | 25.4 | 13.4 |  |  |  |  | 1
3674 | 25.2 | 13.2 |  |  |  |  | 1
3675 | 23.6 | 11.6 |  |  |  |  | 1
3676 | 23.9 | 11.9 |  |  |  |  | 1
3677 | 24.7 | 12.7 |  |  |  |  | 1
3678 | 24.4 | 12.4 |  |  |  |  | 1
3679 | 26.5 | 14.5 |  |  |  |  | 1
3680 | 30.1 | 18.2 |  |  |  |  | 1
3681 | 29.2 | 17.2 |  |  |  |  | 1
3682 | 32 | 20 |  |  |  |  | 1
3683 | 36.3 | 24 |  |  |  |  | 1
3684 | 35.7 | 23.7 |  |  |  |  | 1
3685 | 39.2 | 24 |  |  |  |  | 1
3686 | 38.1 | 24 |  |  |  |  | 1
3687 | 40.5 | 24 |  |  |  |  | 1
3688 | 42.1 | 24 |  |  |  |  | 1
3689 | 40.1 | 24 |  |  |  |  | 1
3690 | 41.3 | 24 |  |  |  |  | 1
3691 | 37.2 | 24 |  |  |  |  | 1
3692 | 37 | 24 |  |  |  |  | 1
3693 | 33.5 | 21.5 |  |  |  |  | 1
3694 | 31 | 19 |  |  |  |  | 1
3695 | 30.4 | 18.4 |  |  |  |  | 1
3696 | 27.4 | 15.4 |  |  |  |  | 1
3697 | 25.9 | 14 |  |  |  |  | 1
3698 | 24.7 | 12.7 |  |  |  |  | 1
3699 | 24.8 | 12.8 |  |  |  |  | 1
3700 | 24.4 | 12.4 |  |  |  |  | 1
3701 | 24.9 | 13 |  |  |  |  | 1
3702 | 23.7 | 11.8 |  |  |  |  | 1
3703 | 25 | 13.1 |  |  |  |  | 1
3704 | 27.7 | 15.8 |  |  |  |  | 1
3705 | 29.9 | 17.9 |  |  |  |  | 1
3706 | 34.8 | 22.8 |  |  |  |  | 1
3707 | 34.8 | 22.8 |  |  |  |  | 1
3708 | 37.9 | 24 |  |  |  |  | 1
3709 | 38.5 | 24 |  |  |  |  | 1
3710 | 40.8 | 24 |  |  |  |  | 1
3711 | 40.1 | 24 |  |  |  |  | 1
3712 | 42.2 | 24 |  |  |  |  | 1
3713 | 39.4 | 24 |  |  |  |  | 1
3714 | 39.3 | 24 |  |  |  |  | 1
3715 | 37.7 | 24 |  |  |  |  | 1
3716 | 35 | 23 |  |  |  |  | 1
3717 | 37 | 24 |  |  |  |  | 1
3718 | 31.3 | 19.3 |  |  |  |  | 1
3719 | 30.4 | 18.5 |  |  |  |  | 1
3720 | 26.7 | 14.7 |  |  |  |  | 1
3721 | 26.9 | 15 |  |  |  |  | 1
3722 | 26 | 14.1 |  |  |  |  | 1
3723 | 25 | 13.1 |  |  |  |  | 1
3724 | 22.7 | 10.8 |  |  |  |  | 1
3725 | 27.4 | 15.5 |  |  |  |  | 1
3726 | 27.3 | 15.4 |  |  |  |  | 1
3727 | 25.9 | 14 |  |  |  |  | 1
3728 | 28.6 | 16.7 |  |  |  |  | 1
3729 | 30.5 | 18.6 |  |  |  |  | 1
3730 | 33.3 | 21.4 |  |  |  |  | 1
3731 | 33.8 | 21.9 |  |  |  |  | 1
3732 | 37.9 | 24 |  |  |  |  | 1
3733 | 38.2 | 24 |  |  |  |  | 1
3734 | 40.7 | 24 |  |  |  |  | 1
3735 | 40.8 | 24 |  |  |  |  | 1
3736 | 40.9 | 24 |  |  |  |  | 1
3737 | 42.6 | 24 |  |  |  |  | 1
3738 | 41.3 | 24 |  |  |  |  | 1
3739 | 37.2 | 24 |  |  |  |  | 1
3740 | 34.6 | 22.7 |  |  |  |  | 1
3741 | 33.7 | 21.8 |  |  |  |  | 1
3742 | 33.5 | 21.6 |  |  |  |  | 1
3743 | 30.2 | 18.3 |  |  |  |  | 1
3744 | 28.9 | 17 |  |  |  |  | 1
3745 | 27 | 15.1 |  |  |  |  | 1
3746 | 23.2 | 11.4 |  |  |  |  | 1
3747 | 24.8 | 13 |  |  |  |  | 1
3748 | 26.3 | 14.4 |  |  |  |  | 1
3749 | 26.2 | 14.4 |  |  |  |  | 1
3750 | 25.4 | 13.6 |  |  |  |  | 1
3751 | 28.2 | 16.3 |  |  |  |  | 1
3752 | 27.7 | 15.9 |  |  |  |  | 1
3753 | 29.5 | 17.6 |  |  |  |  | 1
3754 | 34 | 22.2 |  |  |  |  | 1
3755 | 34.1 | 22.2 |  |  |  |  | 1
3756 | 35.9 | 24 |  |  |  |  | 1
3757 | 38 | 24 |  |  |  |  | 1
3758 | 40 | 24 |  |  |  |  | 1
3759 | 41.4 | 24 |  |  |  |  | 1
3760 | 39.5 | 24 |  |  |  |  | 1
3761 | 40.9 | 24 |  |  |  |  | 1
3762 | 39.3 | 24 |  |  |  |  | 1
3763 | 37.5 | 24 |  |  |  |  | 1
3764 | 38.1 | 24 |  |  |  |  | 1
3765 | 33 | 21.1 |  |  |  |  | 1
3766 | 32.7 | 20.8 |  |  |  |  | 1
3767 | 30.6 | 18.8 |  |  |  |  | 1
3768 | 29.3 | 17.4 |  |  |  |  | 1
3769 | 25 | 13.2 |  |  |  |  | 1
3770 | 25 | 13.2 |  |  |  |  | 1
3771 | 25.4 | 13.6 |  |  |  |  | 1
3772 | 24.6 | 12.8 |  |  |  |  | 1
3773 | 25 | 13.2 |  |  |  |  | 1
3774 | 24.1 | 12.3 |  |  |  |  | 1
3775 | 25.6 | 13.8 |  |  |  |  | 1
3776 | 29.4 | 17.6 |  |  |  |  | 1
3777 | 30.3 | 18.5 |  |  |  |  | 1
3778 | 32.3 | 20.5 |  |  |  |  | 1
3779 | 34.3 | 22.5 |  |  |  |  | 1
3780 | 39 | 24 |  |  |  |  | 1
3781 | 37.1 | 24 |  |  |  |  | 1
3782 | 40.8 | 24 |  |  |  |  | 1
3783 | 41.8 | 24 |  |  |  |  | 1
3784 | 39.5 | 24 |  |  |  |  | 1
3785 | 41.5 | 24 |  |  |  |  | 1
3786 | 40.9 | 24 |  |  |  |  | 1
3787 | 38.1 | 24 |  |  |  |  | 1
3788 | 39.3 | 24 |  |  |  |  | 1
3789 | 34.7 | 22.9 |  |  |  |  | 1
3790 | 34.4 | 22.6 |  |  |  |  | 1
3791 | 29.2 | 17.3 |  |  |  |  | 1
3792 | 27.7 | 15.9 |  |  |  |  | 1
3793 | 24.7 | 12.9 |  |  |  |  | 1
3794 | 27.4 | 15.6 |  |  |  |  | 1
3795 | 24.6 | 12.8 |  |  |  |  | 1
3796 | 22.3 | 10.5 |  |  |  |  | 1
3797 | 24.5 | 12.7 |  |  |  |  | 1
3798 | 25.1 | 13.3 |  |  |  |  | 1
3799 | 26.6 | 14.8 |  |  |  |  | 1
3800 | 28.4 | 16.6 |  |  |  |  | 1
3801 | 30.9 | 19.1 |  |  |  |  | 1
3802 | 34.4 | 22.6 |  |  |  |  | 1
3803 | 36.5 | 24 |  |  |  |  | 1
3804 | 35.5 | 23.7 |  |  |  |  | 1
3805 | 38.2 | 24 |  |  |  |  | 1
3806 | 39.8 | 24 |  |  |  |  | 1
3807 | 41.7 | 24 |  |  |  |  | 1
3808 | 43.7 | 24 |  |  |  |  | 1
3809 | 40.4 | 24 |  |  |  |  | 1
3810 | 38.2 | 24 |  |  |  |  | 1
3811 | 38.9 | 24 |  |  |  |  | 1
3812 | 38 | 24 |  |  |  |  | 1
3813 | 34.9 | 23.1 |  |  |  |  | 1
3814 | 33.6 | 21.8 |  |  |  |  | 1
3815 | 30.9 | 19.1 |  |  |  |  | 1
3816 | 29 | 17.2 |  |  |  |  | 1
3817 | 26.6 | 14.9 |  |  |  |  | 1
3818 | 25.6 | 13.9 |  |  |  |  | 1
3819 | 23.9 | 12.1 |  |  |  |  | 1
3820 | 24.2 | 12.4 |  |  |  |  | 1
3821 | 24.8 | 13.1 |  |  |  |  | 1
3822 | 25.9 | 14.1 |  |  |  |  | 1
3823 | 28 | 16.3 |  |  |  |  | 1
3824 | 30.6 | 18.8 |  |  |  |  | 1
3825 | 30.4 | 18.7 |  |  |  |  | 1
3826 | 32.1 | 20.3 |  |  |  |  | 1
3827 | 34.7 | 23 |  |  |  |  | 1
3828 | 36.3 | 24 |  |  |  |  | 1
3829 | 38.7 | 24 |  |  |  |  | 1
3830 | 39.9 | 24 |  |  |  |  | 1
3831 | 42.7 | 24 |  |  |  |  | 1
3832 | 40.9 | 24 |  |  |  |  | 1
3833 | 42.2 | 24 |  |  |  |  | 1
3834 | 42.5 | 24 |  |  |  |  | 1
3835 | 38.8 | 24 |  |  |  |  | 1
3836 | 39.3 | 24 |  |  |  |  | 1
3837 | 32.6 | 20.8 |  |  |  |  | 1
3838 | 34.5 | 22.7 |  |  |  |  | 1
3839 | 32.7 | 20.9 |  |  |  |  | 1
3840 | 29.7 | 17.9 |  |  |  |  | 1
3841 | 27.5 | 15.8 |  |  |  |  | 1
3842 | 26.2 | 14.5 |  |  |  |  | 1
3843 | 25.7 | 14 |  |  |  |  | 1
3844 | 26 | 14.2 |  |  |  |  | 1
3845 | 25.6 | 13.9 |  |  |  |  | 1
3846 | 25.7 | 14 |  |  |  |  | 1
3847 | 27.5 | 15.7 |  |  |  |  | 1
3848 | 30.1 | 18.3 |  |  |  |  | 1
3849 | 31.7 | 20 |  |  |  |  | 1
3850 | 34.4 | 22.7 |  |  |  |  | 1
3851 | 37.6 | 24 |  |  |  |  | 1
3852 | 37.8 | 24 |  |  |  |  | 1
3853 | 38.4 | 24 |  |  |  |  | 1
3854 | 39.8 | 24 |  |  |  |  | 1
3855 | 41.3 | 24 |  |  |  |  | 1
3856 | 41.3 | 24 |  |  |  |  | 1
3857 | 40.9 | 24 |  |  |  |  | 1
3858 | 40.7 | 24 |  |  |  |  | 1
3859 | 40.6 | 24 |  |  |  |  | 1
3860 | 39.4 | 24 |  |  |  |  | 1
3861 | 35.2 | 23.5 |  |  |  |  | 1
3862 | 33.4 | 21.6 |  |  |  |  | 1
3863 | 31.9 | 20.2 |  |  |  |  | 1
3864 | 29.3 | 17.5 |  |  |  |  | 1
3865 | 27 | 15.3 |  |  |  |  | 1
3866 | 25.8 | 14.1 |  |  |  |  | 1
3867 | 24.5 | 12.8 |  |  |  |  | 1
3868 | 26.5 | 14.8 |  |  |  |  | 1
3869 | 26.6 | 14.9 |  |  |  |  | 1
3870 | 26.2 | 14.5 |  |  |  |  | 1
3871 | 28.8 | 17.1 |  |  |  |  | 1
3872 | 31.1 | 19.4 |  |  |  |  | 1
3873 | 29 | 17.3 |  |  |  |  | 1
3874 | 33.5 | 21.8 |  |  |  |  | 1
3875 | 35.8 | 24 |  |  |  |  | 1
3876 | 38.3 | 24 |  |  |  |  | 1
3877 | 40.6 | 24 |  |  |  |  | 1
3878 | 40.1 | 24 |  |  |  |  | 1
3879 | 41.1 | 24 |  |  |  |  | 1
3880 | 43.1 | 24 |  |  |  |  | 1
3881 | 40.2 | 24 |  |  |  |  | 1
3882 | 39.9 | 24 |  |  |  |  | 1
3883 | 38.2 | 24 |  |  |  |  | 1
3884 | 39.4 | 24 |  |  |  |  | 1
3885 | 37.7 | 24 |  |  |  |  | 1
3886 | 32.8 | 21.1 |  |  |  |  | 1
3887 | 32.1 | 20.4 |  |  |  |  | 1
3888 | 29 | 17.3 |  |  |  |  | 1
3889 | 28.1 | 16.5 |  |  |  |  | 1
3890 | 27.6 | 15.9 |  |  |  |  | 1
3891 | 25.3 | 13.6 |  |  |  |  | 1
3892 | 23.9 | 12.3 |  |  |  |  | 1
3893 | 23.9 | 12.2 |  |  |  |  | 1
3894 | 25.5 | 13.9 |  |  |  |  | 1
3895 | 27 | 15.4 |  |  |  |  | 1
3896 | 31.1 | 19.4 |  |  |  |  | 1
3897 | 32.3 | 20.6 |  |  |  |  | 1
3898 | 34.4 | 22.8 |  |  |  |  | 1
3899 | 35.9 | 24 |  |  |  |  | 1
3900 | 37.1 | 24 |  |  |  |  | 1
3901 | 38 | 24 |  |  |  |  | 1
3902 | 41.2 | 24 |  |  |  |  | 1
3903 | 41.2 | 24 |  |  |  |  | 1
3904 | 40.5 | 24 |  |  |  |  | 1
3905 | 40.9 | 24 |  |  |  |  | 1
3906 | 39.7 | 24 |  |  |  |  | 1
3907 | 39.1 | 24 |  |  |  |  | 1
3908 | 37.4 | 24 |  |  |  |  | 1
3909 | 34 | 22.4 |  |  |  |  | 1
3910 | 33.5 | 21.8 |  |  |  |  | 1
3911 | 30.7 | 19.1 |  |  |  |  | 1
3912 | 30.3 | 18.7 |  |  |  |  | 1
3913 | 29.8 | 18.2 |  |  |  |  | 1
3914 | 27.1 | 15.4 |  |  |  |  | 1
3915 | 26.1 | 14.5 |  |  |  |  | 1
3916 | 25.1 | 13.5 |  |  |  |  | 1
3917 | 24.8 | 13.2 |  |  |  |  | 1
3918 | 26.6 | 15 |  |  |  |  | 1
3919 | 28 | 16.3 |  |  |  |  | 1
3920 | 29.7 | 18.1 |  |  |  |  | 1
3921 | 31.8 | 20.2 |  |  |  |  | 1
3922 | 35.4 | 23.8 |  |  |  |  | 1
3923 | 35.3 | 23.7 |  |  |  |  | 1
3924 | 39.5 | 24 |  |  |  |  | 1
3925 | 40.6 | 24 |  |  |  |  | 1
3926 | 41.4 | 24 |  |  |  |  | 1
3927 | 41.6 | 24 |  |  |  |  | 1
3928 | 40.7 | 24 |  |  |  |  | 1
3929 | 41.8 | 24 |  |  |  |  | 1
3930 | 40.5 | 24 |  |  |  |  | 1
3931 | 40.2 | 24 |  |  |  |  | 1
3932 | 37.7 | 24 |  |  |  |  | 1
3933 | 37.4 | 24 |  |  |  |  | 1
3934 | 34.3 | 22.7 |  |  |  |  | 1
3935 | 32.3 | 20.7 |  |  |  |  | 1
3936 | 29.8 | 18.2 |  |  |  |  | 1
3937 | 27.3 | 15.7 |  |  |  |  | 1
3938 | 25.7 | 14.1 |  |  |  |  | 1
3939 | 25.9 | 14.3 |  |  |  |  | 1
3940 | 25.2 | 13.6 |  |  |  |  | 1
3941 | 25.4 | 13.9 |  |  |  |  | 1
3942 | 25.5 | 13.9 |  |  |  |  | 1
3943 | 26.2 | 14.7 |  |  |  |  | 1
3944 | 29.6 | 18 |  |  |  |  | 1
3945 | 30.8 | 19.2 |  |  |  |  | 1
3946 | 34.3 | 22.8 |  |  |  |  | 1
3947 | 36.4 | 24 |  |  |  |  | 1
3948 | 38.6 | 24 |  |  |  |  | 1
3949 | 39.2 | 24 |  |  |  |  | 1
3950 | 41.7 | 24 |  |  |  |  | 1
3951 | 42.5 | 24 |  |  |  |  | 1
3952 | 39.7 | 24 |  |  |  |  | 1
3953 | 41.1 | 24 |  |  |  |  | 1
3954 | 40.2 | 24 |  |  |  |  | 1
3955 | 39.9 | 24 |  |  |  |  | 1
3956 | 37.7 | 24 |  |  |  |  | 1
3957 | 37.1 | 24 |  |  |  |  | 1
3958 | 34.9 | 23.3 |  |  |  |  | 1
3959 | 33.9 | 22.3 |  |  |  |  | 1
3960 | 31.5 | 19.9 |  |  |  |  | 1
3961 | 30 | 18.4 |  |  |  |  | 1
3962 | 28.3 | 16.8 |  |  |  |  | 1
3963 | 23.7 | 12.1 |  |  |  |  | 1
3964 | 26 | 14.4 |  |  |  |  | 1
3965 | 26.7 | 15.1 |  |  |  |  | 1
3966 | 27 | 15.5 |  |  |  |  | 1
3967 | 26.5 | 15 |  |  |  |  | 1
3968 | 29.7 | 18.2 |  |  |  |  | 1
3969 | 32 | 20.4 |  |  |  |  | 1
3970 | 33.8 | 22.3 |  |  |  |  | 1
3971 | 34.5 | 22.9 |  |  |  |  | 1
3972 | 38.5 | 24 |  |  |  |  | 1
3973 | 39.9 | 24 |  |  |  |  | 1
3974 | 39.8 | 24 |  |  |  |  | 1
3975 | 40.1 | 24 |  |  |  |  | 1
3976 | 43.3 | 24 |  |  |  |  | 1
3977 | 44.8 | 24 |  |  |  |  | 1
3978 | 41.1 | 24 |  |  |  |  | 1
3979 | 40.3 | 24 |  |  |  |  | 1
3980 | 37.4 | 24 |  |  |  |  | 1
3981 | 38 | 24 |  |  |  |  | 1
3982 | 34 | 22.4 |  |  |  |  | 1
3983 | 34.1 | 22.5 |  |  |  |  | 1
3984 | 29.6 | 18 |  |  |  |  | 1
3985 | 28.4 | 16.8 |  |  |  |  | 1
3986 | 28.1 | 16.5 |  |  |  |  | 1
3987 | 24.7 | 13.2 |  |  |  |  | 1
3988 | 23.1 | 11.6 |  |  |  |  | 1
3989 | 26.6 | 15.1 |  |  |  |  | 1
3990 | 29.4 | 17.9 |  |  |  |  | 1
3991 | 30.1 | 18.6 |  |  |  |  | 1
3992 | 29.9 | 18.3 |  |  |  |  | 1
3993 | 30.9 | 19.4 |  |  |  |  | 1
3994 | 34.7 | 23.2 |  |  |  |  | 1
3995 | 36.7 | 24 |  |  |  |  | 1
3996 | 40.1 | 24 |  |  |  |  | 1
3997 | 39.3 | 24 |  |  |  |  | 1
3998 | 40 | 24 |  |  |  |  | 1
3999 | 41.1 | 24 |  |  |  |  | 1
4000 | 40.8 | 24 |  |  |  |  | 1
4001 | 40 | 24 |  |  |  |  | 1
4002 | 40.3 | 24 |  |  |  |  | 1
4003 | 39.6 | 24 |  |  |  |  | 1
4004 | 40.2 | 24 |  |  |  |  | 1
4005 | 36.4 | 24 |  |  |  |  | 1
4006 | 33.5 | 22 |  |  |  |  | 1
4007 | 30.2 | 18.6 |  |  |  |  | 1
4008 | 29.9 | 18.4 |  |  |  |  | 1
4009 | 28.8 | 17.3 |  |  |  |  | 1
4010 | 26.7 | 15.2 |  |  |  |  | 1
4011 | 23.6 | 12.1 |  |  |  |  | 1
4012 | 26.7 | 15.2 |  |  |  |  | 1
4013 | 29.4 | 17.9 |  |  |  |  | 1
4014 | 26.4 | 14.9 |  |  |  |  | 1
4015 | 28.8 | 17.3 |  |  |  |  | 1
4016 | 28.6 | 17.1 |  |  |  |  | 1
4017 | 30.6 | 19.1 |  |  |  |  | 1
4018 | 34.4 | 22.9 |  |  |  |  | 1
4019 | 36.7 | 24 |  |  |  |  | 1
4020 | 39.6 | 24 |  |  |  |  | 1
4021 | 40.2 | 24 |  |  |  |  | 1
4022 | 40.2 | 24 |  |  |  |  | 1
4023 | 43.3 | 24 |  |  |  |  | 1
4024 | 41.2 | 24 |  |  |  |  | 1
4025 | 40.7 | 24 |  |  |  |  | 1
4026 | 42.4 | 24 |  |  |  |  | 1
4027 | 40.2 | 24 |  |  |  |  | 1
4028 | 39.9 | 24 |  |  |  |  | 1
4029 | 38.2 | 24 |  |  |  |  | 1
4030 | 34.1 | 22.6 |  |  |  |  | 1
4031 | 31.9 | 20.4 |  |  |  |  | 1
4032 | 29.9 | 18.4 |  |  |  |  | 1
4033 | 29.6 | 18.2 |  |  |  |  | 1
4034 | 25.8 | 14.3 |  |  |  |  | 1
4035 | 27.9 | 16.4 |  |  |  |  | 1
4036 | 25.7 | 14.3 |  |  |  |  | 1
4037 | 26.5 | 15 |  |  |  |  | 1
4038 | 27.9 | 16.4 |  |  |  |  | 1
4039 | 26.4 | 14.9 |  |  |  |  | 1
4040 | 28.9 | 17.4 |  |  |  |  | 1
4041 | 32.8 | 21.4 |  |  |  |  | 1
4042 | 34.6 | 23.1 |  |  |  |  | 1
4043 | 34.7 | 23.2 |  |  |  |  | 1
4044 | 37.5 | 24 |  |  |  |  | 1
4045 | 39.3 | 24 |  |  |  |  | 1
4046 | 40 | 24 |  |  |  |  | 1
4047 | 41.4 | 24 |  |  |  |  | 1
4048 | 40.9 | 24 |  |  |  |  | 1
4049 | 42.4 | 24 |  |  |  |  | 1
4050 | 40.9 | 24 |  |  |  |  | 1
4051 | 39.5 | 24 |  |  |  |  | 1
4052 | 35.4 | 23.9 |  |  |  |  | 1
4053 | 39.5 | 24 |  |  |  |  | 1
4054 | 33.3 | 21.9 |  |  |  |  | 1
4055 | 31.7 | 20.2 |  |  |  |  | 1
4056 | 31.3 | 19.8 |  |  |  |  | 1
4057 | 29.9 | 18.4 |  |  |  |  | 1
4058 | 28 | 16.5 |  |  |  |  | 1
4059 | 28.1 | 16.7 |  |  |  |  | 1
4060 | 26.6 | 15.1 |  |  |  |  | 1
4061 | 26.7 | 15.3 |  |  |  |  | 1
4062 | 28.3 | 16.9 |  |  |  |  | 1
4063 | 29.9 | 18.5 |  |  |  |  | 1
4064 | 30.3 | 18.8 |  |  |  |  | 1
4065 | 30.1 | 18.6 |  |  |  |  | 1
4066 | 35.3 | 23.9 |  |  |  |  | 1
4067 | 38.3 | 24 |  |  |  |  | 1
4068 | 38.5 | 24 |  |  |  |  | 1
4069 | 40.3 | 24 |  |  |  |  | 1
4070 | 41 | 24 |  |  |  |  | 1
4071 | 40.8 | 24 |  |  |  |  | 1
4072 | 41.7 | 24 |  |  |  |  | 1
4073 | 41.5 | 24 |  |  |  |  | 1
4074 | 41.2 | 24 |  |  |  |  | 1
4075 | 41.2 | 24 |  |  |  |  | 1
4076 | 37 | 24 |  |  |  |  | 1
4077 | 36.8 | 24 |  |  |  |  | 1
4078 | 36.2 | 24 |  |  |  |  | 1
4079 | 32.3 | 20.8 |  |  |  |  | 1
4080 | 29.8 | 18.3 |  |  |  |  | 1
4081 | 29.2 | 17.7 |  |  |  |  | 1
4082 | 26.5 | 15 |  |  |  |  | 1
4083 | 26.4 | 15 |  |  |  |  | 1
4084 | 25.9 | 14.5 |  |  |  |  | 1
4085 | 26.8 | 15.3 |  |  |  |  | 1
4086 | 26.7 | 15.3 |  |  |  |  | 1
4087 | 30.5 | 19.1 |  |  |  |  | 1
4088 | 32.2 | 20.8 |  |  |  |  | 1
4089 | 33.7 | 22.3 |  |  |  |  | 1
4090 | 34.9 | 23.4 |  |  |  |  | 1
4091 | 35.5 | 24 |  |  |  |  | 1
4092 | 36.8 | 24 |  |  |  |  | 1
4093 | 41.6 | 24 |  |  |  |  | 1
4094 | 39.8 | 24 |  |  |  |  | 1
4095 | 42.3 | 24 |  |  |  |  | 1
4096 | 44.9 | 24 |  |  |  |  | 1
4097 | 41.7 | 24 |  |  |  |  | 1
4098 | 41.7 | 24 |  |  |  |  | 1
4099 | 40.2 | 24 |  |  |  |  | 1
4100 | 39.1 | 24 |  |  |  |  | 1
4101 | 37.2 | 24 |  |  |  |  | 1
4102 | 35.4 | 24 |  |  |  |  | 1
4103 | 32.3 | 20.9 |  |  |  |  | 1
4104 | 29.9 | 18.4 |  |  |  |  | 1
4105 | 28.7 | 17.3 |  |  |  |  | 1
4106 | 27.2 | 15.8 |  |  |  |  | 1
4107 | 26.8 | 15.4 |  |  |  |  | 1
4108 | 26.1 | 14.7 |  |  |  |  | 1
4109 | 25.4 | 14 |  |  |  |  | 1
4110 | 27.7 | 16.3 |  |  |  |  | 1
4111 | 29.5 | 18.1 |  |  |  |  | 1
4112 | 31.1 | 19.7 |  |  |  |  | 1
4113 | 32.4 | 21 |  |  |  |  | 1
4114 | 36.3 | 24 |  |  |  |  | 1
4115 | 37.3 | 24 |  |  |  |  | 1
4116 | 38.5 | 24 |  |  |  |  | 1
4117 | 39 | 24 |  |  |  |  | 1
4118 | 42.7 | 24 |  |  |  |  | 1
4119 | 42.6 | 24 |  |  |  |  | 1
4120 | 43.3 | 24 |  |  |  |  | 1
4121 | 42.3 | 24 |  |  |  |  | 1
4122 | 40.6 | 24 |  |  |  |  | 1
4123 | 39.4 | 24 |  |  |  |  | 1
4124 | 42.7 | 24 |  |  |  |  | 1
4125 | 35.4 | 24 |  |  |  |  | 1
4126 | 36.1 | 24 |  |  |  |  | 1
4127 | 34.4 | 23 |  |  |  |  | 1
4128 | 30.6 | 19.2 |  |  |  |  | 1
4129 | 30.5 | 19.1 |  |  |  |  | 1
4130 | 26.5 | 15.2 |  |  |  |  | 1
4131 | 25.7 | 14.3 |  |  |  |  | 1
4132 | 27.4 | 16 |  |  |  |  | 1
4133 | 28.6 | 17.3 |  |  |  |  | 1
4134 | 25.3 | 13.9 |  |  |  |  | 1
4135 | 29.9 | 18.5 |  |  |  |  | 1
4136 | 30.4 | 19.1 |  |  |  |  | 1
4137 | 32.8 | 21.5 |  |  |  |  | 1
4138 | 34.2 | 22.8 |  |  |  |  | 1
4139 | 36.8 | 24 |  |  |  |  | 1
4140 | 37.5 | 24 |  |  |  |  | 1
4141 | 38.2 | 24 |  |  |  |  | 1
4142 | 40.4 | 24 |  |  |  |  | 1
4143 | 40.2 | 24 |  |  |  |  | 1
4144 | 42.5 | 24 |  |  |  |  | 1
4145 | 40.7 | 24 |  |  |  |  | 1
4146 | 42.1 | 24 |  |  |  |  | 1
4147 | 39.3 | 24 |  |  |  |  | 1
4148 | 38.8 | 24 |  |  |  |  | 1
4149 | 38 | 24 |  |  |  |  | 1
4150 | 36.3 | 24 |  |  |  |  | 1
4151 | 33.2 | 21.9 |  |  |  |  | 1
4152 | 30.9 | 19.6 |  |  |  |  | 1
4153 | 31.5 | 20.1 |  |  |  |  | 1
4154 | 28 | 16.7 |  |  |  |  | 1
4155 | 25.7 | 14.3 |  |  |  |  | 1
4156 | 27.1 | 15.7 |  |  |  |  | 1
4157 | 27.7 | 16.3 |  |  |  |  | 1
4158 | 27.3 | 15.9 |  |  |  |  | 1
4159 | 28.2 | 16.8 |  |  |  |  | 1
4160 | 31.8 | 20.5 |  |  |  |  | 1
4161 | 32.7 | 21.3 |  |  |  |  | 1
4162 | 33.7 | 22.3 |  |  |  |  | 1
4163 | 36.5 | 24 |  |  |  |  | 1
4164 | 40.4 | 24 |  |  |  |  | 1
4165 | 39.7 | 24 |  |  |  |  | 1
4166 | 41.1 | 24 |  |  |  |  | 1
4167 | 43.7 | 24 |  |  |  |  | 1
4168 | 40.2 | 24 |  |  |  |  | 1
4169 | 41.1 | 24 |  |  |  |  | 1
4170 | 39.4 | 24 |  |  |  |  | 1
4171 | 39.5 | 24 |  |  |  |  | 1
4172 | 37.4 | 24 |  |  |  |  | 1
4173 | 39 | 24 |  |  |  |  | 1
4174 | 33.7 | 22.4 |  |  |  |  | 1
4175 | 32.3 | 21 |  |  |  |  | 1
4176 | 32.3 | 20.9 |  |  |  |  | 1
4177 | 29.8 | 18.5 |  |  |  |  | 1
4178 | 28.8 | 17.5 |  |  |  |  | 1
4179 | 27.5 | 16.2 |  |  |  |  | 1
4180 | 25 | 13.6 |  |  |  |  | 1
4181 | 26.1 | 14.7 |  |  |  |  | 1
4182 | 28.6 | 17.3 |  |  |  |  | 1
4183 | 28.5 | 17.2 |  |  |  |  | 1
4184 | 28 | 16.7 |  |  |  |  | 1
4185 | 33.1 | 21.8 |  |  |  |  | 1
4186 | 35.3 | 24 |  |  |  |  | 1
4187 | 37.1 | 24 |  |  |  |  | 1
4188 | 39.9 | 24 |  |  |  |  | 1
4189 | 40.2 | 24 |  |  |  |  | 1
4190 | 41.6 | 24 |  |  |  |  | 1
4191 | 39.8 | 24 |  |  |  |  | 1
4192 | 42.7 | 24 |  |  |  |  | 1
4193 | 40.4 | 24 |  |  |  |  | 1
4194 | 42 | 24 |  |  |  |  | 1
4195 | 39.6 | 24 |  |  |  |  | 1
4196 | 40.2 | 24 |  |  |  |  | 1
4197 | 35.9 | 24 |  |  |  |  | 1
4198 | 36.4 | 24 |  |  |  |  | 1
4199 | 33.3 | 22 |  |  |  |  | 1
4200 | 30.7 | 19.3 |  |  |  |  | 1
4201 | 29.6 | 18.3 |  |  |  |  | 1
4202 | 30.3 | 19 |  |  |  |  | 1
4203 | 25.9 | 14.6 |  |  |  |  | 1
4204 | 27 | 15.7 |  |  |  |  | 1
4205 | 27 | 15.7 |  |  |  |  | 1
4206 | 27.5 | 16.2 |  |  |  |  | 1
4207 | 29.6 | 18.3 |  |  |  |  | 1
4208 | 31.8 | 20.5 |  |  |  |  | 1
4209 | 33.6 | 22.3 |  |  |  |  | 1
4210 | 34.2 | 22.9 |  |  |  |  | 1
4211 | 36.8 | 24 |  |  |  |  | 1
4212 | 38.2 | 24 |  |  |  |  | 1
4213 | 40.6 | 24 |  |  |  |  | 1
4214 | 42.3 | 24 |  |  |  |  | 1
4215 | 41.5 | 24 |  |  |  |  | 1
4216 | 41 | 24 |  |  |  |  | 1
4217 | 43.3 | 24 |  |  |  |  | 1
4218 | 40.7 | 24 |  |  |  |  | 1
4219 | 41.6 | 24 |  |  |  |  | 1
4220 | 40.2 | 24 |  |  |  |  | 1
4221 | 37.2 | 24 |  |  |  |  | 1
4222 | 35.6 | 24 |  |  |  |  | 1
4223 | 29.7 | 18.4 |  |  |  |  | 1
4224 | 30.7 | 19.4 |  |  |  |  | 1
4225 | 29.8 | 18.5 |  |  |  |  | 1
4226 | 27.1 | 15.8 |  |  |  |  | 1
4227 | 27.1 | 15.8 |  |  |  |  | 1
4228 | 28.9 | 17.6 |  |  |  |  | 1
4229 | 25.5 | 14.2 |  |  |  |  | 1
4230 | 26.6 | 15.3 |  |  |  |  | 1
4231 | 30.2 | 18.9 |  |  |  |  | 1
4232 | 33.2 | 21.9 |  |  |  |  | 1
4233 | 33 | 21.7 |  |  |  |  | 1
4234 | 34.3 | 23 |  |  |  |  | 1
4235 | 38.1 | 24 |  |  |  |  | 1
4236 | 39.8 | 24 |  |  |  |  | 1
4237 | 41.5 | 24 |  |  |  |  | 1
4238 | 40.9 | 24 |  |  |  |  | 1
4239 | 40.8 | 24 |  |  |  |  | 1
4240 | 42.8 | 24 |  |  |  |  | 1
4241 | 44.5 | 24 |  |  |  |  | 1
4242 | 41.2 | 24 |  |  |  |  | 1
4243 | 38.5 | 24 |  |  |  |  | 1
4244 | 40.6 | 24 |  |  |  |  | 1
4245 | 37.3 | 24 |  |  |  |  | 1
4246 | 34.4 | 23.1 |  |  |  |  | 1
4247 | 33.3 | 22 |  |  |  |  | 1
4248 | 30.1 | 18.9 |  |  |  |  | 1
4249 | 31.7 | 20.4 |  |  |  |  | 1
4250 | 28.8 | 17.6 |  |  |  |  | 1
4251 | 26.3 | 15.1 |  |  |  |  | 1
4252 | 25.7 | 14.5 |  |  |  |  | 1
4253 | 27.7 | 16.5 |  |  |  |  | 1
4254 | 27.6 | 16.4 |  |  |  |  | 1
4255 | 28.7 | 17.4 |  |  |  |  | 1
4256 | 31 | 19.8 |  |  |  |  | 1
4257 | 32.3 | 21 |  |  |  |  | 1
4258 | 33.9 | 22.6 |  |  |  |  | 1
4259 | 38.6 | 24 |  |  |  |  | 1
4260 | 39 | 24 |  |  |  |  | 1
4261 | 40.4 | 24 |  |  |  |  | 1
4262 | 42.9 | 24 |  |  |  |  | 1
4263 | 41.4 | 24 |  |  |  |  | 1
4264 | 42.6 | 24 |  |  |  |  | 1
4265 | 43.1 | 24 |  |  |  |  | 1
4266 | 40.5 | 24 |  |  |  |  | 1
4267 | 41.8 | 24 |  |  |  |  | 1
4268 | 38.6 | 24 |  |  |  |  | 1
4269 | 37.7 | 24 |  |  |  |  | 1
4270 | 38 | 24 |  |  |  |  | 1
4271 | 31.8 | 20.5 |  |  |  |  | 1
4272 | 32.4 | 21.1 |  |  |  |  | 1
4273 | 28.4 | 17.1 |  |  |  |  | 1
4274 | 26.6 | 15.3 |  |  |  |  | 1
4275 | 27.6 | 16.3 |  |  |  |  | 1
4276 | 26.1 | 14.8 |  |  |  |  | 1
4277 | 25.4 | 14.1 |  |  |  |  | 1
4278 | 26.8 | 15.6 |  |  |  |  | 1
4279 | 29.1 | 17.8 |  |  |  |  | 1
4280 | 30.4 | 19.1 |  |  |  |  | 1
4281 | 35.4 | 24 |  |  |  |  | 1
4282 | 34.2 | 22.9 |  |  |  |  | 1
4283 | 35.7 | 24 |  |  |  |  | 1
4284 | 36.9 | 24 |  |  |  |  | 1
4285 | 43.3 | 24 |  |  |  |  | 1
4286 | 40.7 | 24 |  |  |  |  | 1
4287 | 40 | 24 |  |  |  |  | 1
4288 | 43.6 | 24 |  |  |  |  | 1
4289 | 43 | 24 |  |  |  |  | 1
4290 | 42.5 | 24 |  |  |  |  | 1
4291 | 41.2 | 24 |  |  |  |  | 1
4292 | 41 | 24 |  |  |  |  | 1
4293 | 36.3 | 24 |  |  |  |  | 1
4294 | 35.4 | 24 |  |  |  |  | 1
4295 | 32 | 20.8 |  |  |  |  | 1
4296 | 30.3 | 19.1 |  |  |  |  | 1
4297 | 28.5 | 17.3 |  |  |  |  | 1
4298 | 29.1 | 17.9 |  |  |  |  | 1
4299 | 27 | 15.8 |  |  |  |  | 1
4300 | 28.7 | 17.4 |  |  |  |  | 1
4301 | 28.8 | 17.6 |  |  |  |  | 1
4302 | 26.6 | 15.4 |  |  |  |  | 1
4303 | 28.5 | 17.3 |  |  |  |  | 1
4304 | 31.5 | 20.2 |  |  |  |  | 1
4305 | 33.1 | 21.9 |  |  |  |  | 1
4306 | 35.4 | 24 |  |  |  |  | 1
4307 | 38.7 | 24 |  |  |  |  | 1
4308 | 38.8 | 24 |  |  |  |  | 1
4309 | 40.9 | 24 |  |  |  |  | 1
4310 | 42.5 | 24 |  |  |  |  | 1
4311 | 43.7 | 24 |  |  |  |  | 1
4312 | 42.8 | 24 |  |  |  |  | 1
4313 | 42.2 | 24 |  |  |  |  | 1
4314 | 42.3 | 24 |  |  |  |  | 1
4315 | 40.8 | 24 |  |  |  |  | 1
4316 | 40.1 | 24 |  |  |  |  | 1
4317 | 37.7 | 24 |  |  |  |  | 1
4318 | 36.6 | 24 |  |  |  |  | 1
4319 | 33.7 | 22.5 |  |  |  |  | 1
4320 | 30.5 | 19.3 |  |  |  |  | 1
4321 | 27.8 | 16.6 |  |  |  |  | 1
4322 | 27.2 | 16 |  |  |  |  | 1
4323 | 30.2 | 19 |  |  |  |  | 1
4324 | 28 | 16.8 |  |  |  |  | 1
4325 | 28.2 | 17 |  |  |  |  | 1
4326 | 28.9 | 17.7 |  |  |  |  | 1
4327 | 30.3 | 19.1 |  |  |  |  | 1
4328 | 31.2 | 20 |  |  |  |  | 1
4329 | 32.8 | 21.6 |  |  |  |  | 1
4330 | 37.9 | 24 |  |  |  |  | 1
4331 | 39.6 | 24 |  |  |  |  | 1
4332 | 39.1 | 24 |  |  |  |  | 1
4333 | 41.2 | 24 |  |  |  |  | 1
4334 | 40.8 | 24 |  |  |  |  | 1
4335 | 43.7 | 24 |  |  |  |  | 1
4336 | 41.5 | 24 |  |  |  |  | 1
4337 | 43.8 | 24 |  |  |  |  | 1
4338 | 40.4 | 24 |  |  |  |  | 1
4339 | 42.1 | 24 |  |  |  |  | 1
4340 | 39.7 | 24 |  |  |  |  | 1
4341 | 36.1 | 24 |  |  |  |  | 1
4342 | 36.5 | 24 |  |  |  |  | 1
4343 | 32.6 | 21.4 |  |  |  |  | 1
4344 | 29.8 | 18.6 |  |  |  |  | 1
4345 | 28.1 | 16.9 |  |  |  |  | 1
4346 | 28.2 | 17 |  |  |  |  | 1
4347 | 28.3 | 17.1 |  |  |  |  | 1
4348 | 27.7 | 16.5 |  |  |  |  | 1
4349 | 24.8 | 13.6 |  |  |  |  | 1
4350 | 27.8 | 16.6 |  |  |  |  | 1
4351 | 30.6 | 19.4 |  |  |  |  | 1
4352 | 32 | 20.8 |  |  |  |  | 1
4353 | 33.8 | 22.7 |  |  |  |  | 1
4354 | 36.8 | 24 |  |  |  |  | 1
4355 | 37.5 | 24 |  |  |  |  | 1
4356 | 42.1 | 24 |  |  |  |  | 1
4357 | 41 | 24 |  |  |  |  | 1
4358 | 40.7 | 24 |  |  |  |  | 1
4359 | 40.3 | 24 |  |  |  |  | 1
4360 | 41.6 | 24 |  |  |  |  | 1
4361 | 42.2 | 24 |  |  |  |  | 1
4362 | 43.3 | 24 |  |  |  |  | 1
4363 | 41.8 | 24 |  |  |  |  | 1
4364 | 37.9 | 24 |  |  |  |  | 1
4365 | 38.2 | 24 |  |  |  |  | 1
4366 | 35 | 23.8 |  |  |  |  | 1
4367 | 31.8 | 20.7 |  |  |  |  | 1
4368 | 31 | 19.8 |  |  |  |  | 1
4369 | 29.6 | 18.4 |  |  |  |  | 1
4370 | 30.6 | 19.4 |  |  |  |  | 1
4371 | 27.3 | 16.1 |  |  |  |  | 1
4372 | 26.7 | 15.5 |  |  |  |  | 1
4373 | 26 | 14.9 |  |  |  |  | 1
4374 | 27.3 | 16.1 |  |  |  |  | 1
4375 | 29.5 | 18.3 |  |  |  |  | 1
4376 | 29.9 | 18.8 |  |  |  |  | 1
4377 | 32.7 | 21.5 |  |  |  |  | 1
4378 | 34.8 | 23.6 |  |  |  |  | 1
4379 | 36.3 | 24 |  |  |  |  | 1
4380 | 40.5 | 24 |  |  |  |  | 1
4381 | 40.9 | 24 |  |  |  |  | 1
4382 | 42.5 | 24 |  |  |  |  | 1
4383 | 44.3 | 24 |  |  |  |  | 1
4384 | 42.2 | 24 |  |  |  |  | 1
4385 | 44.7 | 24 |  |  |  |  | 1
4386 | 43.5 | 24 |  |  |  |  | 1
4387 | 42.9 | 24 |  |  |  |  | 1
4388 | 38.3 | 24 |  |  |  |  | 1
4389 | 38.4 | 24 |  |  |  |  | 1
4390 | 34.5 | 23.4 |  |  |  |  | 1
4391 | 33 | 21.8 |  |  |  |  | 1
4392 | 29.3 | 18.2 |  |  |  |  | 1
4393 | 30.4 | 19.2 |  |  |  |  | 1
4394 | 28.5 | 17.4 |  |  |  |  | 1
4395 | 26.7 | 15.5 |  |  |  |  | 1
4396 | 27.1 | 16 |  |  |  |  | 1
4397 | 29.5 | 18.3 |  |  |  |  | 1
4398 | 30.2 | 19.1 |  |  |  |  | 1
4399 | 29.4 | 18.3 |  |  |  |  | 1
4400 | 29.7 | 18.5 |  |  |  |  | 1
4401 | 32.3 | 21.2 |  |  |  |  | 1
4402 | 37.2 | 24 |  |  |  |  | 1
4403 | 39.6 | 24 |  |  |  |  | 1
4404 | 39.3 | 24 |  |  |  |  | 1
4405 | 41.2 | 24 |  |  |  |  | 1
4406 | 42.1 | 24 |  |  |  |  | 1
4407 | 43 | 24 |  |  |  |  | 1
4408 | 42.1 | 24 |  |  |  |  | 1
4409 | 42.5 | 24 |  |  |  |  | 1
4410 | 41.4 | 24 |  |  |  |  | 1
4411 | 41.4 | 24 |  |  |  |  | 1
4412 | 38.7 | 24 |  |  |  |  | 1
4413 | 39.5 | 24 |  |  |  |  | 1
4414 | 37.2 | 24 |  |  |  |  | 1
4415 | 34.6 | 23.5 |  |  |  |  | 1
4416 | 32.3 | 21.2 |  |  |  |  | 1
4417 | 30.8 | 19.7 |  |  |  |  | 1
4418 | 27.8 | 16.7 |  |  |  |  | 1
4419 | 26.8 | 15.7 |  |  |  |  | 1
4420 | 28.4 | 17.2 |  |  |  |  | 1
4421 | 29.4 | 18.3 |  |  |  |  | 1
4422 | 28.6 | 17.5 |  |  |  |  | 1
4423 | 31.1 | 20 |  |  |  |  | 1
4424 | 33.4 | 22.3 |  |  |  |  | 1
4425 | 34.6 | 23.4 |  |  |  |  | 1
4426 | 35.5 | 24 |  |  |  |  | 1
4427 | 38.3 | 24 |  |  |  |  | 1
4428 | 39.6 | 24 |  |  |  |  | 1
4429 | 42.3 | 24 |  |  |  |  | 1
4430 | 42.8 | 24 |  |  |  |  | 1
4431 | 41.9 | 24 |  |  |  |  | 1
4432 | 41.7 | 24 |  |  |  |  | 1
4433 | 41.8 | 24 |  |  |  |  | 1
4434 | 42.2 | 24 |  |  |  |  | 1
4435 | 41.5 | 24 |  |  |  |  | 1
4436 | 40.1 | 24 |  |  |  |  | 1
4437 | 39.8 | 24 |  |  |  |  | 1
4438 | 35.8 | 24 |  |  |  |  | 1
4439 | 35.8 | 24 |  |  |  |  | 1
4440 | 30.9 | 19.8 |  |  |  |  | 1
4441 | 31.2 | 20 |  |  |  |  | 1
4442 | 27.5 | 16.4 |  |  |  |  | 1
4443 | 29.1 | 18 |  |  |  |  | 1
4444 | 29.2 | 18 |  |  |  |  | 1
4445 | 27.8 | 16.7 |  |  |  |  | 1
4446 | 27.9 | 16.8 |  |  |  |  | 1
4447 | 30.2 | 19.1 |  |  |  |  | 1
4448 | 31 | 19.9 |  |  |  |  | 1
4449 | 33.9 | 22.7 |  |  |  |  | 1
4450 | 37.2 | 24 |  |  |  |  | 1
4451 | 37.6 | 24 |  |  |  |  | 1
4452 | 40.5 | 24 |  |  |  |  | 1
4453 | 39.4 | 24 |  |  |  |  | 1
4454 | 41.2 | 24 |  |  |  |  | 1
4455 | 43.3 | 24 |  |  |  |  | 1
4456 | 43.7 | 24 |  |  |  |  | 1
4457 | 43.3 | 24 |  |  |  |  | 1
4458 | 43.9 | 24 |  |  |  |  | 1
4459 | 40 | 24 |  |  |  |  | 1
4460 | 41.8 | 24 |  |  |  |  | 1
4461 | 37.4 | 24 |  |  |  |  | 1
4462 | 35.5 | 24 |  |  |  |  | 1
4463 | 33.2 | 22 |  |  |  |  | 1
4464 | 31.9 | 20.8 |  |  |  |  | 1
4465 | 31.1 | 20 |  |  |  |  | 1
4466 | 28.2 | 17.1 |  |  |  |  | 1
4467 | 26 | 14.9 |  |  |  |  | 1
4468 | 26.3 | 15.2 |  |  |  |  | 1
4469 | 27.2 | 16.1 |  |  |  |  | 1
4470 | 29.1 | 18 |  |  |  |  | 1
4471 | 32 | 20.9 |  |  |  |  | 1
4472 | 32.4 | 21.3 |  |  |  |  | 1
4473 | 34 | 22.9 |  |  |  |  | 1
4474 | 36.3 | 24 |  |  |  |  | 1
4475 | 40.7 | 24 |  |  |  |  | 1
4476 | 40.9 | 24 |  |  |  |  | 1
4477 | 40.1 | 24 |  |  |  |  | 1
4478 | 41.8 | 24 |  |  |  |  | 1
4479 | 43.5 | 24 |  |  |  |  | 1
4480 | 42.5 | 24 |  |  |  |  | 1
4481 | 42.7 | 24 |  |  |  |  | 1
4482 | 41.9 | 24 |  |  |  |  | 1
4483 | 42.5 | 24 |  |  |  |  | 1
4484 | 40.8 | 24 |  |  |  |  | 1
4485 | 37.6 | 24 |  |  |  |  | 1
4486 | 34.7 | 23.6 |  |  |  |  | 1
4487 | 33.8 | 22.7 |  |  |  |  | 1
4488 | 31.9 | 20.8 |  |  |  |  | 1
4489 | 29.5 | 18.4 |  |  |  |  | 1
4490 | 28.6 | 17.5 |  |  |  |  | 1
4491 | 27.7 | 16.6 |  |  |  |  | 1
4492 | 28.9 | 17.8 |  |  |  |  | 1
4493 | 27.6 | 16.5 |  |  |  |  | 1
4494 | 28.9 | 17.8 |  |  |  |  | 1
4495 | 30.1 | 19 |  |  |  |  | 1
4496 | 33.4 | 22.4 |  |  |  |  | 1
4497 | 32.9 | 21.8 |  |  |  |  | 1
4498 | 40.1 | 24 |  |  |  |  | 1
4499 | 39.3 | 24 |  |  |  |  | 1
4500 | 40.1 | 24 |  |  |  |  | 1
4501 | 41.4 | 24 |  |  |  |  | 1
4502 | 42.5 | 24 |  |  |  |  | 1
4503 | 41.7 | 24 |  |  |  |  | 1
4504 | 42.8 | 24 |  |  |  |  | 1
4505 | 43.1 | 24 |  |  |  |  | 1
4506 | 41.3 | 24 |  |  |  |  | 1
4507 | 41.8 | 24 |  |  |  |  | 1
4508 | 39.5 | 24 |  |  |  |  | 1
4509 | 38.8 | 24 |  |  |  |  | 1
4510 | 35.7 | 24 |  |  |  |  | 1
4511 | 33.2 | 22.1 |  |  |  |  | 1
4512 | 32 | 20.9 |  |  |  |  | 1
4513 | 31 | 19.9 |  |  |  |  | 1
4514 | 27.6 | 16.5 |  |  |  |  | 1
4515 | 28.1 | 17 |  |  |  |  | 1
4516 | 26.8 | 15.8 |  |  |  |  | 1
4517 | 25.9 | 14.9 |  |  |  |  | 1
4518 | 30 | 18.9 |  |  |  |  | 1
4519 | 30 | 18.9 |  |  |  |  | 1
4520 | 32.9 | 21.8 |  |  |  |  | 1
4521 | 34.9 | 23.8 |  |  |  |  | 1
4522 | 36.6 | 24 |  |  |  |  | 1
4523 | 39.4 | 24 |  |  |  |  | 1
4524 | 40.9 | 24 |  |  |  |  | 1
4525 | 40.9 | 24 |  |  |  |  | 1
4526 | 42.7 | 24 |  |  |  |  | 1
4527 | 44.5 | 24 |  |  |  |  | 1
4528 | 42.6 | 24 |  |  |  |  | 1
4529 | 43 | 24 |  |  |  |  | 1
4530 | 42 | 24 |  |  |  |  | 1
4531 | 40.6 | 24 |  |  |  |  | 1
4532 | 38.4 | 24 |  |  |  |  | 1
4533 | 36.7 | 24 |  |  |  |  | 1
4534 | 37.7 | 24 |  |  |  |  | 1
4535 | 34.8 | 23.7 |  |  |  |  | 1
4536 | 34.1 | 23 |  |  |  |  | 1
4537 | 29 | 17.9 |  |  |  |  | 1
4538 | 27.6 | 16.6 |  |  |  |  | 1
4539 | 27.2 | 16.1 |  |  |  |  | 1
4540 | 28 | 17 |  |  |  |  | 1
4541 | 27.3 | 16.2 |  |  |  |  | 1
4542 | 29.2 | 18.1 |  |  |  |  | 1
4543 | 28.6 | 17.5 |  |  |  |  | 1
4544 | 34.9 | 23.9 |  |  |  |  | 1
4545 | 33.6 | 22.6 |  |  |  |  | 1
4546 | 37.9 | 24 |  |  |  |  | 1
4547 | 37.7 | 24 |  |  |  |  | 1
4548 | 39.8 | 24 |  |  |  |  | 1
4549 | 40.7 | 24 |  |  |  |  | 1
4550 | 43.8 | 24 |  |  |  |  | 1
4551 | 42.8 | 24 |  |  |  |  | 1
4552 | 42.1 | 24 |  |  |  |  | 1
4553 | 42.6 | 24 |  |  |  |  | 1
4554 | 42.6 | 24 |  |  |  |  | 1
4555 | 40.8 | 24 |  |  |  |  | 1
4556 | 41.9 | 24 |  |  |  |  | 1
4557 | 38 | 24 |  |  |  |  | 1
4558 | 35.7 | 24 |  |  |  |  | 1
4559 | 33.9 | 22.8 |  |  |  |  | 1
4560 | 31.8 | 20.7 |  |  |  |  | 1
4561 | 28.2 | 17.2 |  |  |  |  | 1
4562 | 29.1 | 18.1 |  |  |  |  | 1
4563 | 28.9 | 17.9 |  |  |  |  | 1
4564 | 24.9 | 13.8 |  |  |  |  | 1
4565 | 27.4 | 16.3 |  |  |  |  | 1
4566 | 31 | 19.9 |  |  |  |  | 1
4567 | 26.9 | 15.9 |  |  |  |  | 1
4568 | 30.7 | 19.6 |  |  |  |  | 1
4569 | 34.4 | 23.3 |  |  |  |  | 1
4570 | 35.2 | 24 |  |  |  |  | 1
4571 | 37.7 | 24 |  |  |  |  | 1
4572 | 41.5 | 24 |  |  |  |  | 1
4573 | 41 | 24 |  |  |  |  | 1
4574 | 43.5 | 24 |  |  |  |  | 1
4575 | 40.5 | 24 |  |  |  |  | 1
4576 | 41.8 | 24 |  |  |  |  | 1
4577 | 44.1 | 24 |  |  |  |  | 1
4578 | 41.3 | 24 |  |  |  |  | 1
4579 | 42.8 | 24 |  |  |  |  | 1
4580 | 42.7 | 24 |  |  |  |  | 1
4581 | 40.2 | 24 |  |  |  |  | 1
4582 | 35.7 | 24 |  |  |  |  | 1
4583 | 31.4 | 20.3 |  |  |  |  | 1
4584 | 31.9 | 20.8 |  |  |  |  | 1
4585 | 30.2 | 19.2 |  |  |  |  | 1
4586 | 27.3 | 16.2 |  |  |  |  | 1
4587 | 27.4 | 16.4 |  |  |  |  | 1
4588 | 29.7 | 18.7 |  |  |  |  | 1
4589 | 27 | 16 |  |  |  |  | 1
4590 | 29.5 | 18.5 |  |  |  |  | 1
4591 | 31.3 | 20.3 |  |  |  |  | 1
4592 | 31.3 | 20.2 |  |  |  |  | 1
4593 | 35.1 | 24 |  |  |  |  | 1
4594 | 37.1 | 24 |  |  |  |  | 1
4595 | 37.4 | 24 |  |  |  |  | 1
4596 | 40.4 | 24 |  |  |  |  | 1
4597 | 43.1 | 24 |  |  |  |  | 1
4598 | 42.8 | 24 |  |  |  |  | 1
4599 | 41.4 | 24 |  |  |  |  | 1
4600 | 43.1 | 24 |  |  |  |  | 1
4601 | 44.6 | 24 |  |  |  |  | 1
4602 | 42 | 24 |  |  |  |  | 1
4603 | 40.9 | 24 |  |  |  |  | 1
4604 | 38.1 | 24 |  |  |  |  | 1
4605 | 38.4 | 24 |  |  |  |  | 1
4606 | 33.4 | 22.4 |  |  |  |  | 1
4607 | 33 | 21.9 |  |  |  |  | 1
4608 | 34.6 | 23.5 |  |  |  |  | 1
4609 | 31.7 | 20.7 |  |  |  |  | 1
4610 | 28.4 | 17.3 |  |  |  |  | 1
4611 | 28.4 | 17.3 |  |  |  |  | 1
4612 | 28 | 16.9 |  |  |  |  | 1
4613 | 29.8 | 18.8 |  |  |  |  | 1
4614 | 27.7 | 16.6 |  |  |  |  | 1
4615 | 29.4 | 18.4 |  |  |  |  | 1
4616 | 32.2 | 21.2 |  |  |  |  | 1
4617 | 33.6 | 22.6 |  |  |  |  | 1
4618 | 35.1 | 24 |  |  |  |  | 1
4619 | 40.2 | 24 |  |  |  |  | 1
4620 | 39.6 | 24 |  |  |  |  | 1
4621 | 41.3 | 24 |  |  |  |  | 1
4622 | 43.5 | 24 |  |  |  |  | 1
4623 | 43.1 | 24 |  |  |  |  | 1
4624 | 42.7 | 24 |  |  |  |  | 1
4625 | 42.4 | 24 |  |  |  |  | 1
4626 | 42.9 | 24 |  |  |  |  | 1
4627 | 44.3 | 24 |  |  |  |  | 1
4628 | 40.4 | 24 |  |  |  |  | 1
4629 | 38.5 | 24 |  |  |  |  | 1
4630 | 36.5 | 24 |  |  |  |  | 1
4631 | 33.3 | 22.3 |  |  |  |  | 1
4632 | 32.1 | 21 |  |  |  |  | 1
4633 | 29.5 | 18.4 |  |  |  |  | 1
4634 | 25.9 | 14.9 |  |  |  |  | 1
4635 | 28.1 | 17.1 |  |  |  |  | 1
4636 | 28.3 | 17.3 |  |  |  |  | 1
4637 | 28.2 | 17.2 |  |  |  |  | 1
4638 | 29.3 | 18.3 |  |  |  |  | 1
4639 | 32.1 | 21 |  |  |  |  | 1
4640 | 32.9 | 21.9 |  |  |  |  | 1
4641 | 33.2 | 22.1 |  |  |  |  | 1
4642 | 33.5 | 22.5 |  |  |  |  | 1
4643 | 38.9 | 24 |  |  |  |  | 1
4644 | 39.3 | 24 |  |  |  |  | 1
4645 | 42.2 | 24 |  |  |  |  | 1
4646 | 41.4 | 24 |  |  |  |  | 1
4647 | 43.4 | 24 |  |  |  |  | 1
4648 | 41.7 | 24 |  |  |  |  | 1
4649 | 41 | 24 |  |  |  |  | 1
4650 | 42.3 | 24 |  |  |  |  | 1
4651 | 41 | 24 |  |  |  |  | 1
4652 | 40.9 | 24 |  |  |  |  | 1
4653 | 39.2 | 24 |  |  |  |  | 1
4654 | 36.7 | 24 |  |  |  |  | 1
4655 | 33.6 | 22.6 |  |  |  |  | 1
4656 | 31.1 | 20 |  |  |  |  | 1
4657 | 30.7 | 19.7 |  |  |  |  | 1
4658 | 28.9 | 17.8 |  |  |  |  | 1
4659 | 29 | 17.9 |  |  |  |  | 1
4660 | 29.7 | 18.7 |  |  |  |  | 1
4661 | 27.4 | 16.4 |  |  |  |  | 1
4662 | 30.4 | 19.4 |  |  |  |  | 1
4663 | 32.1 | 21.1 |  |  |  |  | 1
4664 | 32.9 | 21.9 |  |  |  |  | 1
4665 | 32.6 | 21.5 |  |  |  |  | 1
4666 | 35.7 | 24 |  |  |  |  | 1
4667 | 39.3 | 24 |  |  |  |  | 1
4668 | 39.9 | 24 |  |  |  |  | 1
4669 | 41.3 | 24 |  |  |  |  | 1
4670 | 42.5 | 24 |  |  |  |  | 1
4671 | 43.8 | 24 |  |  |  |  | 1
4672 | 43.1 | 24 |  |  |  |  | 1
4673 | 41.9 | 24 |  |  |  |  | 1
4674 | 42.3 | 24 |  |  |  |  | 1
4675 | 43.2 | 24 |  |  |  |  | 1
4676 | 40.4 | 24 |  |  |  |  | 1
4677 | 39.5 | 24 |  |  |  |  | 1
4678 | 36.9 | 24 |  |  |  |  | 1
4679 | 33.4 | 22.4 |  |  |  |  | 1
4680 | 30.6 | 19.5 |  |  |  |  | 1
4681 | 31.2 | 20.2 |  |  |  |  | 1
4682 | 30 | 19 |  |  |  |  | 1
4683 | 25.3 | 14.3 |  |  |  |  | 1
4684 | 29.7 | 18.6 |  |  |  |  | 1
4685 | 26.2 | 15.2 |  |  |  |  | 1
4686 | 28.6 | 17.6 |  |  |  |  | 1
4687 | 30.2 | 19.1 |  |  |  |  | 1
4688 | 32.3 | 21.2 |  |  |  |  | 1
4689 | 35.3 | 24 |  |  |  |  | 1
4690 | 36 | 24 |  |  |  |  | 1
4691 | 41.4 | 24 |  |  |  |  | 1
4692 | 39.9 | 24 |  |  |  |  | 1
4693 | 40.8 | 24 |  |  |  |  | 1
4694 | 43.1 | 24 |  |  |  |  | 1
4695 | 41.4 | 24 |  |  |  |  | 1
4696 | 43 | 24 |  |  |  |  | 1
4697 | 44.3 | 24 |  |  |  |  | 1
4698 | 43 | 24 |  |  |  |  | 1
4699 | 42.6 | 24 |  |  |  |  | 1
4700 | 40.6 | 24 |  |  |  |  | 1
4701 | 39.1 | 24 |  |  |  |  | 1
4702 | 35 | 23.9 |  |  |  |  | 1
4703 | 33 | 21.9 |  |  |  |  | 1
4704 | 30.6 | 19.6 |  |  |  |  | 1
4705 | 31.2 | 20.2 |  |  |  |  | 1
4706 | 28.4 | 17.4 |  |  |  |  | 1
4707 | 31.5 | 20.5 |  |  |  |  | 1
4708 | 31.7 | 20.7 |  |  |  |  | 1
4709 | 27.4 | 16.4 |  |  |  |  | 1
4710 | 30.8 | 19.8 |  |  |  |  | 1
4711 | 29.6 | 18.6 |  |  |  |  | 1
4712 | 33.1 | 22.1 |  |  |  |  | 1
4713 | 36.3 | 24 |  |  |  |  | 1
4714 | 37.9 | 24 |  |  |  |  | 1
4715 | 37.3 | 24 |  |  |  |  | 1
4716 | 39.7 | 24 |  |  |  |  | 1
4717 | 39.8 | 24 |  |  |  |  | 1
4718 | 42.3 | 24 |  |  |  |  | 1
4719 | 44.6 | 24 |  |  |  |  | 1
4720 | 42.4 | 24 |  |  |  |  | 1
4721 | 44.1 | 24 |  |  |  |  | 1
4722 | 41.3 | 24 |  |  |  |  | 1
4723 | 43 | 24 |  |  |  |  | 1
4724 | 40.9 | 24 |  |  |  |  | 1
4725 | 39.1 | 24 |  |  |  |  | 1
4726 | 35 | 24 |  |  |  |  | 1
4727 | 33.1 | 22.1 |  |  |  |  | 1
4728 | 30.8 | 19.8 |  |  |  |  | 1
4729 | 29.2 | 18.2 |  |  |  |  | 1
4730 | 29.1 | 18.1 |  |  |  |  | 1
4731 | 28.4 | 17.4 |  |  |  |  | 1
4732 | 27 | 16 |  |  |  |  | 1
4733 | 26.9 | 15.9 |  |  |  |  | 1
4734 | 27.5 | 16.5 |  |  |  |  | 1
4735 | 31.3 | 20.3 |  |  |  |  | 1
4736 | 32.4 | 21.4 |  |  |  |  | 1
4737 | 33.8 | 22.8 |  |  |  |  | 1
4738 | 37.2 | 24 |  |  |  |  | 1
4739 | 36.8 | 24 |  |  |  |  | 1
4740 | 41.7 | 24 |  |  |  |  | 1
4741 | 40.9 | 24 |  |  |  |  | 1
4742 | 42.4 | 24 |  |  |  |  | 1
4743 | 42.2 | 24 |  |  |  |  | 1
4744 | 44 | 24 |  |  |  |  | 1
4745 | 44.2 | 24 |  |  |  |  | 1
4746 | 41.9 | 24 |  |  |  |  | 1
4747 | 43.2 | 24 |  |  |  |  | 1
4748 | 39.1 | 24 |  |  |  |  | 1
4749 | 36.4 | 24 |  |  |  |  | 1
4750 | 37.1 | 24 |  |  |  |  | 1
4751 | 34.7 | 23.7 |  |  |  |  | 1
4752 | 32.8 | 21.8 |  |  |  |  | 1
4753 | 29.5 | 18.5 |  |  |  |  | 1
4754 | 30.4 | 19.4 |  |  |  |  | 1
4755 | 28.8 | 17.8 |  |  |  |  | 1
4756 | 27 | 15.9 |  |  |  |  | 1
4757 | 29.3 | 18.2 |  |  |  |  | 1
4758 | 28.9 | 17.9 |  |  |  |  | 1
4759 | 29.9 | 18.9 |  |  |  |  | 1
4760 | 31 | 20 |  |  |  |  | 1
4761 | 33.9 | 22.9 |  |  |  |  | 1
4762 | 37.7 | 24 |  |  |  |  | 1
4763 | 37 | 24 |  |  |  |  | 1
4764 | 41.3 | 24 |  |  |  |  | 1
4765 | 42.6 | 24 |  |  |  |  | 1
4766 | 43 | 24 |  |  |  |  | 1
4767 | 43 | 24 |  |  |  |  | 1
4768 | 43.5 | 24 |  |  |  |  | 1
4769 | 42.9 | 24 |  |  |  |  | 1
4770 | 42.8 | 24 |  |  |  |  | 1
4771 | 40.8 | 24 |  |  |  |  | 1
4772 | 39.9 | 24 |  |  |  |  | 1
4773 | 36 | 24 |  |  |  |  | 1
4774 | 37.6 | 24 |  |  |  |  | 1
4775 | 33 | 22 |  |  |  |  | 1
4776 | 32.8 | 21.8 |  |  |  |  | 1
4777 | 33.6 | 22.6 |  |  |  |  | 1
4778 | 30.1 | 19.1 |  |  |  |  | 1
4779 | 28.5 | 17.5 |  |  |  |  | 1
4780 | 27.8 | 16.8 |  |  |  |  | 1
4781 | 27.3 | 16.3 |  |  |  |  | 1
4782 | 31.5 | 20.5 |  |  |  |  | 1
4783 | 32.3 | 21.3 |  |  |  |  | 1
4784 | 31.3 | 20.3 |  |  |  |  | 1
4785 | 37.2 | 24 |  |  |  |  | 1
4786 | 37.1 | 24 |  |  |  |  | 1
4787 | 39.1 | 24 |  |  |  |  | 1
4788 | 39.6 | 24 |  |  |  |  | 1
4789 | 40.7 | 24 |  |  |  |  | 1
4790 | 43.3 | 24 |  |  |  |  | 1
4791 | 43.6 | 24 |  |  |  |  | 1
4792 | 41 | 24 |  |  |  |  | 1
4793 | 43.8 | 24 |  |  |  |  | 1
4794 | 42.6 | 24 |  |  |  |  | 1
4795 | 42.3 | 24 |  |  |  |  | 1
4796 | 39.1 | 24 |  |  |  |  | 1
4797 | 37.9 | 24 |  |  |  |  | 1
4798 | 36.1 | 24 |  |  |  |  | 1
4799 | 33.6 | 22.6 |  |  |  |  | 1
4800 | 33.3 | 22.3 |  |  |  |  | 1
4801 | 31.7 | 20.7 |  |  |  |  | 1
4802 | 28.5 | 17.5 |  |  |  |  | 1
4803 | 27.8 | 16.8 |  |  |  |  | 1
4804 | 28.2 | 17.2 |  |  |  |  | 1
4805 | 27.1 | 16.1 |  |  |  |  | 1
4806 | 27 | 16 |  |  |  |  | 1
4807 | 30.8 | 19.8 |  |  |  |  | 1
4808 | 32 | 21 |  |  |  |  | 1
4809 | 33.4 | 22.4 |  |  |  |  | 1
4810 | 37.7 | 24 |  |  |  |  | 1
4811 | 38.8 | 24 |  |  |  |  | 1
4812 | 40.5 | 24 |  |  |  |  | 1
4813 | 44.4 | 24 |  |  |  |  | 1
4814 | 43 | 24 |  |  |  |  | 1
4815 | 43.8 | 24 |  |  |  |  | 1
4816 | 42.6 | 24 |  |  |  |  | 1
4817 | 42.6 | 24 |  |  |  |  | 1
4818 | 40.9 | 24 |  |  |  |  | 1
4819 | 41.2 | 24 |  |  |  |  | 1
4820 | 40.7 | 24 |  |  |  |  | 1
4821 | 38.2 | 24 |  |  |  |  | 1
4822 | 34.7 | 23.7 |  |  |  |  | 1
4823 | 33.2 | 22.2 |  |  |  |  | 1
4824 | 30.7 | 19.7 |  |  |  |  | 1
4825 | 29.1 | 18.1 |  |  |  |  | 1
4826 | 30.6 | 19.6 |  |  |  |  | 1
4827 | 25.5 | 14.5 |  |  |  |  | 1
4828 | 26.5 | 15.5 |  |  |  |  | 1
4829 | 28.4 | 17.4 |  |  |  |  | 1
4830 | 27.8 | 16.8 |  |  |  |  | 1
4831 | 31 | 20 |  |  |  |  | 1
4832 | 33.5 | 22.5 |  |  |  |  | 1
4833 | 32.4 | 21.4 |  |  |  |  | 1
4834 | 38.4 | 24 |  |  |  |  | 1
4835 | 38.2 | 24 |  |  |  |  | 1
4836 | 38.7 | 24 |  |  |  |  | 1
4837 | 41.2 | 24 |  |  |  |  | 1
4838 | 44.4 | 24 |  |  |  |  | 1
4839 | 44 | 24 |  |  |  |  | 1
4840 | 43.3 | 24 |  |  |  |  | 1
4841 | 42.5 | 24 |  |  |  |  | 1
4842 | 41.2 | 24 |  |  |  |  | 1
4843 | 42.6 | 24 |  |  |  |  | 1
4844 | 37.6 | 24 |  |  |  |  | 1
4845 | 38.5 | 24 |  |  |  |  | 1
4846 | 35.9 | 24 |  |  |  |  | 1
4847 | 34 | 23 |  |  |  |  | 1
4848 | 31.6 | 20.6 |  |  |  |  | 1
4849 | 28.4 | 17.4 |  |  |  |  | 1
4850 | 30.2 | 19.2 |  |  |  |  | 1
4851 | 30.5 | 19.5 |  |  |  |  | 1
4852 | 28.5 | 17.5 |  |  |  |  | 1
4853 | 25.6 | 14.6 |  |  |  |  | 1
4854 | 28.7 | 17.7 |  |  |  |  | 1
4855 | 30.8 | 19.8 |  |  |  |  | 1
4856 | 31.5 | 20.5 |  |  |  |  | 1
4857 | 34.8 | 23.8 |  |  |  |  | 1
4858 | 36.7 | 24 |  |  |  |  | 1
4859 | 37.9 | 24 |  |  |  |  | 1
4860 | 38.1 | 24 |  |  |  |  | 1
4861 | 42.5 | 24 |  |  |  |  | 1
4862 | 40.9 | 24 |  |  |  |  | 1
4863 | 41.3 | 24 |  |  |  |  | 1
4864 | 40.5 | 24 |  |  |  |  | 1
4865 | 42.2 | 24 |  |  |  |  | 1
4866 | 43.9 | 24 |  |  |  |  | 1
4867 | 40.3 | 24 |  |  |  |  | 1
4868 | 38.2 | 24 |  |  |  |  | 1
4869 | 38.1 | 24 |  |  |  |  | 1
4870 | 36.2 | 24 |  |  |  |  | 1
4871 | 35.4 | 24 |  |  |  |  | 1
4872 | 32.7 | 21.7 |  |  |  |  | 1
4873 | 28.8 | 17.8 |  |  |  |  | 1
4874 | 29.3 | 18.3 |  |  |  |  | 1
4875 | 26.2 | 15.2 |  |  |  |  | 1
4876 | 28.1 | 17.1 |  |  |  |  | 1
4877 | 26.5 | 15.5 |  |  |  |  | 1
4878 | 31.3 | 20.3 |  |  |  |  | 1
4879 | 30.7 | 19.6 |  |  |  |  | 1
4880 | 33.2 | 22.2 |  |  |  |  | 1
4881 | 34.9 | 23.9 |  |  |  |  | 1
4882 | 38.2 | 24 |  |  |  |  | 1
4883 | 38.6 | 24 |  |  |  |  | 1
4884 | 40.9 | 24 |  |  |  |  | 1
4885 | 41 | 24 |  |  |  |  | 1
4886 | 40.6 | 24 |  |  |  |  | 1
4887 | 42.6 | 24 |  |  |  |  | 1
4888 | 42.2 | 24 |  |  |  |  | 1
4889 | 44.6 | 24 |  |  |  |  | 1
4890 | 41.6 | 24 |  |  |  |  | 1
4891 | 42.3 | 24 |  |  |  |  | 1
4892 | 39.9 | 24 |  |  |  |  | 1
4893 | 38.8 | 24 |  |  |  |  | 1
4894 | 35.4 | 24 |  |  |  |  | 1
4895 | 34.3 | 23.3 |  |  |  |  | 1
4896 | 32.8 | 21.8 |  |  |  |  | 1
4897 | 27.6 | 16.6 |  |  |  |  | 1
4898 | 29 | 18 |  |  |  |  | 1
4899 | 29.3 | 18.3 |  |  |  |  | 1
4900 | 28.9 | 17.9 |  |  |  |  | 1
4901 | 28 | 17 |  |  |  |  | 1
4902 | 29.3 | 18.3 |  |  |  |  | 1
4903 | 29.9 | 18.9 |  |  |  |  | 1
4904 | 33 | 22 |  |  |  |  | 1
4905 | 34.7 | 23.7 |  |  |  |  | 1
4906 | 38 | 24 |  |  |  |  | 1
4907 | 39.1 | 24 |  |  |  |  | 1
4908 | 40.3 | 24 |  |  |  |  | 1
4909 | 39.7 | 24 |  |  |  |  | 1
4910 | 42.9 | 24 |  |  |  |  | 1
4911 | 44.2 | 24 |  |  |  |  | 1
4912 | 44.7 | 24 |  |  |  |  | 1
4913 | 41.3 | 24 |  |  |  |  | 1
4914 | 43 | 24 |  |  |  |  | 1
4915 | 41.5 | 24 |  |  |  |  | 1
4916 | 40.2 | 24 |  |  |  |  | 1
4917 | 37.8 | 24 |  |  |  |  | 1
4918 | 36.7 | 24 |  |  |  |  | 1
4919 | 33.2 | 22.2 |  |  |  |  | 1
4920 | 33.2 | 22.2 |  |  |  |  | 1
4921 | 30.6 | 19.6 |  |  |  |  | 1
4922 | 27.3 | 16.3 |  |  |  |  | 1
4923 | 28 | 17 |  |  |  |  | 1
4924 | 28.9 | 17.9 |  |  |  |  | 1
4925 | 27.9 | 16.8 |  |  |  |  | 1
4926 | 27.1 | 16.1 |  |  |  |  | 1
4927 | 29.5 | 18.5 |  |  |  |  | 1
4928 | 31 | 20 |  |  |  |  | 1
4929 | 35.8 | 24 |  |  |  |  | 1
4930 | 36.6 | 24 |  |  |  |  | 1
4931 | 37.3 | 24 |  |  |  |  | 1
4932 | 41.4 | 24 |  |  |  |  | 1
4933 | 42.2 | 24 |  |  |  |  | 1
4934 | 40.8 | 24 |  |  |  |  | 1
4935 | 43.7 | 24 |  |  |  |  | 1
4936 | 42 | 24 |  |  |  |  | 1
4937 | 45 | 24 |  |  |  |  | 1
4938 | 43.6 | 24 |  |  |  |  | 1
4939 | 41 | 24 |  |  |  |  | 1
4940 | 40 | 24 |  |  |  |  | 1
4941 | 38.5 | 24 |  |  |  |  | 1
4942 | 37.7 | 24 |  |  |  |  | 1
4943 | 33.9 | 22.9 |  |  |  |  | 1
4944 | 33 | 22 |  |  |  |  | 1
4945 | 30.9 | 19.8 |  |  |  |  | 1
4946 | 30.7 | 19.7 |  |  |  |  | 1
4947 | 26.3 | 15.3 |  |  |  |  | 1
4948 | 26.8 | 15.8 |  |  |  |  | 1
4949 | 26.1 | 15.1 |  |  |  |  | 1
4950 | 27.1 | 16.1 |  |  |  |  | 1
4951 | 31 | 20 |  |  |  |  | 1
4952 | 32.3 | 21.3 |  |  |  |  | 1
4953 | 33.9 | 22.9 |  |  |  |  | 1
4954 | 36.3 | 24 |  |  |  |  | 1
4955 | 36.8 | 24 |  |  |  |  | 1
4956 | 40.3 | 24 |  |  |  |  | 1
4957 | 41.4 | 24 |  |  |  |  | 1
4958 | 43.2 | 24 |  |  |  |  | 1
4959 | 44.7 | 24 |  |  |  |  | 1
4960 | 41.2 | 24 |  |  |  |  | 1
4961 | 41.8 | 24 |  |  |  |  | 1
4962 | 41.7 | 24 |  |  |  |  | 1
4963 | 41.4 | 24 |  |  |  |  | 1
4964 | 40.1 | 24 |  |  |  |  | 1
4965 | 39.8 | 24 |  |  |  |  | 1
4966 | 37.3 | 24 |  |  |  |  | 1
4967 | 34.7 | 23.7 |  |  |  |  | 1
4968 | 34.1 | 23.1 |  |  |  |  | 1
4969 | 30.2 | 19.2 |  |  |  |  | 1
4970 | 27.6 | 16.6 |  |  |  |  | 1
4971 | 28.4 | 17.4 |  |  |  |  | 1
4972 | 27.7 | 16.7 |  |  |  |  | 1
4973 | 27 | 16 |  |  |  |  | 1
4974 | 28.9 | 17.8 |  |  |  |  | 1
4975 | 29.8 | 18.8 |  |  |  |  | 1
4976 | 32.7 | 21.7 |  |  |  |  | 1
4977 | 34.3 | 23.3 |  |  |  |  | 1
4978 | 35.8 | 24 |  |  |  |  | 1
4979 | 38.2 | 24 |  |  |  |  | 1
4980 | 42.5 | 24 |  |  |  |  | 1
4981 | 40.4 | 24 |  |  |  |  | 1
4982 | 42.9 | 24 |  |  |  |  | 1
4983 | 42.5 | 24 |  |  |  |  | 1
4984 | 43.3 | 24 |  |  |  |  | 1
4985 | 45.5 | 24 |  |  |  |  | 1
4986 | 40.6 | 24 |  |  |  |  | 1
4987 | 42.6 | 24 |  |  |  |  | 1
4988 | 40.5 | 24 |  |  |  |  | 1
4989 | 39 | 24 |  |  |  |  | 1
4990 | 37.7 | 24 |  |  |  |  | 1
4991 | 33.2 | 22.2 |  |  |  |  | 1
4992 | 33.1 | 22 |  |  |  |  | 1
4993 | 29.4 | 18.4 |  |  |  |  | 1
4994 | 28.2 | 17.1 |  |  |  |  | 1
4995 | 27.9 | 16.9 |  |  |  |  | 1
4996 | 25.9 | 14.9 |  |  |  |  | 1
4997 | 28.7 | 17.7 |  |  |  |  | 1
4998 | 31.3 | 20.2 |  |  |  |  | 1
4999 | 30.1 | 19.1 |  |  |  |  | 1
5000 | 30.4 | 19.4 |  |  |  |  | 1
5001 | 34.4 | 23.4 |  |  |  |  | 1
5002 | 35 | 24 |  |  |  |  | 1
5003 | 38.3 | 24 |  |  |  |  | 1
5004 | 40.2 | 24 |  |  |  |  | 1
5005 | 38.7 | 24 |  |  |  |  | 1
5006 | 43.2 | 24 |  |  |  |  | 1
5007 | 42 | 24 |  |  |  |  | 1
5008 | 43.9 | 24 |  |  |  |  | 1
5009 | 43.6 | 24 |  |  |  |  | 1
5010 | 41.4 | 24 |  |  |  |  | 1
5011 | 41.1 | 24 |  |  |  |  | 1
5012 | 40.4 | 24 |  |  |  |  | 1
5013 | 40.4 | 24 |  |  |  |  | 1
5014 | 35.7 | 24 |  |  |  |  | 1
5015 | 33.5 | 22.5 |  |  |  |  | 1
5016 | 31.7 | 20.7 |  |  |  |  | 1
5017 | 32.5 | 21.5 |  |  |  |  | 1
5018 | 27.6 | 16.6 |  |  |  |  | 1
5019 | 28.7 | 17.7 |  |  |  |  | 1
5020 | 24.5 | 13.4 |  |  |  |  | 1
5021 | 25.9 | 14.9 |  |  |  |  | 1
5022 | 28.8 | 17.8 |  |  |  |  | 1
5023 | 30.3 | 19.3 |  |  |  |  | 1
5024 | 32.5 | 21.5 |  |  |  |  | 1
5025 | 35.3 | 24 |  |  |  |  | 1
5026 | 37.4 | 24 |  |  |  |  | 1
5027 | 39 | 24 |  |  |  |  | 1
5028 | 39.8 | 24 |  |  |  |  | 1
5029 | 40.8 | 24 |  |  |  |  | 1
5030 | 40.9 | 24 |  |  |  |  | 1
5031 | 41.8 | 24 |  |  |  |  | 1
5032 | 41.2 | 24 |  |  |  |  | 1
5033 | 41.8 | 24 |  |  |  |  | 1
5034 | 42.3 | 24 |  |  |  |  | 1
5035 | 40.6 | 24 |  |  |  |  | 1
5036 | 38.6 | 24 |  |  |  |  | 1
5037 | 36.4 | 24 |  |  |  |  | 1
5038 | 36.3 | 24 |  |  |  |  | 1
5039 | 36.3 | 24 |  |  |  |  | 1
5040 | 31.5 | 20.5 |  |  |  |  | 1
5041 | 30.4 | 19.4 |  |  |  |  | 1
5042 | 28.4 | 17.4 |  |  |  |  | 1
5043 | 27.8 | 16.8 |  |  |  |  | 1
5044 | 29.6 | 18.5 |  |  |  |  | 1
5045 | 27.4 | 16.4 |  |  |  |  | 1
5046 | 28.8 | 17.8 |  |  |  |  | 1
5047 | 33.6 | 22.6 |  |  |  |  | 1
5048 | 32.8 | 21.8 |  |  |  |  | 1
5049 | 33.5 | 22.4 |  |  |  |  | 1
5050 | 35.2 | 24 |  |  |  |  | 1
5051 | 38.1 | 24 |  |  |  |  | 1
5052 | 38.7 | 24 |  |  |  |  | 1
5053 | 40.6 | 24 |  |  |  |  | 1
5054 | 43.1 | 24 |  |  |  |  | 1
5055 | 43.9 | 24 |  |  |  |  | 1
5056 | 44.1 | 24 |  |  |  |  | 1
5057 | 42.6 | 24 |  |  |  |  | 1
5058 | 42.4 | 24 |  |  |  |  | 1
5059 | 40.9 | 24 |  |  |  |  | 1
5060 | 38.5 | 24 |  |  |  |  | 1
5061 | 38.6 | 24 |  |  |  |  | 1
5062 | 35.2 | 24 |  |  |  |  | 1
5063 | 34.8 | 23.8 |  |  |  |  | 1
5064 | 31.1 | 20 |  |  |  |  | 1
5065 | 30.3 | 19.3 |  |  |  |  | 1
5066 | 30.2 | 19.2 |  |  |  |  | 1
5067 | 28.1 | 17 |  |  |  |  | 1
5068 | 27.1 | 16 |  |  |  |  | 1
5069 | 28.1 | 17 |  |  |  |  | 1
5070 | 28.3 | 17.3 |  |  |  |  | 1
5071 | 29 | 18 |  |  |  |  | 1
5072 | 32.2 | 21.2 |  |  |  |  | 1
5073 | 34.6 | 23.6 |  |  |  |  | 1
5074 | 35.3 | 24 |  |  |  |  | 1
5075 | 39.4 | 24 |  |  |  |  | 1
5076 | 40.6 | 24 |  |  |  |  | 1
5077 | 40.3 | 24 |  |  |  |  | 1
5078 | 41.8 | 24 |  |  |  |  | 1
5079 | 44.1 | 24 |  |  |  |  | 1
5080 | 42.4 | 24 |  |  |  |  | 1
5081 | 40.9 | 24 |  |  |  |  | 1
5082 | 42 | 24 |  |  |  |  | 1
5083 | 42.6 | 24 |  |  |  |  | 1
5084 | 40.6 | 24 |  |  |  |  | 1
5085 | 38.1 | 24 |  |  |  |  | 1
5086 | 37 | 24 |  |  |  |  | 1
5087 | 34.3 | 23.2 |  |  |  |  | 1
5088 | 30.2 | 19.2 |  |  |  |  | 1
5089 | 30.2 | 19.2 |  |  |  |  | 1
5090 | 26.5 | 15.5 |  |  |  |  | 1
5091 | 26.8 | 15.8 |  |  |  |  | 1
5092 | 28.6 | 17.6 |  |  |  |  | 1
5093 | 30.3 | 19.3 |  |  |  |  | 1
5094 | 30 | 19 |  |  |  |  | 1
5095 | 30.9 | 19.8 |  |  |  |  | 1
5096 | 32.9 | 21.9 |  |  |  |  | 1
5097 | 35.8 | 24 |  |  |  |  | 1
5098 | 36.1 | 24 |  |  |  |  | 1
5099 | 37.2 | 24 |  |  |  |  | 1
5100 | 39.8 | 24 |  |  |  |  | 1
5101 | 39.3 | 24 |  |  |  |  | 1
5102 | 40.7 | 24 |  |  |  |  | 1
5103 | 42.3 | 24 |  |  |  |  | 1
5104 | 44.3 | 24 |  |  |  |  | 1
5105 | 44.6 | 24 |  |  |  |  | 1
5106 | 43.8 | 24 |  |  |  |  | 1
5107 | 40.2 | 24 |  |  |  |  | 1
5108 | 41.1 | 24 |  |  |  |  | 1
5109 | 39.4 | 24 |  |  |  |  | 1
5110 | 36.2 | 24 |  |  |  |  | 1
5111 | 34.6 | 23.5 |  |  |  |  | 1
5112 | 31 | 20 |  |  |  |  | 1
5113 | 31.7 | 20.6 |  |  |  |  | 1
5114 | 29.1 | 18.1 |  |  |  |  | 1
5115 | 28.1 | 17 |  |  |  |  | 1
5116 | 26.1 | 15 |  |  |  |  | 1
5117 | 30.8 | 19.8 |  |  |  |  | 1
5118 | 28.6 | 17.6 |  |  |  |  | 1
5119 | 29.6 | 18.5 |  |  |  |  | 1
5120 | 33.2 | 22.1 |  |  |  |  | 1
5121 | 33.6 | 22.5 |  |  |  |  | 1
5122 | 34.8 | 23.7 |  |  |  |  | 1
5123 | 37.7 | 24 |  |  |  |  | 1
5124 | 38.3 | 24 |  |  |  |  | 1
5125 | 42.7 | 24 |  |  |  |  | 1
5126 | 42.6 | 24 |  |  |  |  | 1
5127 | 42.4 | 24 |  |  |  |  | 1
5128 | 45.1 | 24 |  |  |  |  | 1
5129 | 41.9 | 24 |  |  |  |  | 1
5130 | 42.8 | 24 |  |  |  |  | 1
5131 | 42.2 | 24 |  |  |  |  | 1
5132 | 40.3 | 24 |  |  |  |  | 1
5133 | 38.7 | 24 |  |  |  |  | 1
5134 | 36.9 | 24 |  |  |  |  | 1
5135 | 33.5 | 22.4 |  |  |  |  | 1
5136 | 33.4 | 22.4 |  |  |  |  | 1
5137 | 30.3 | 19.3 |  |  |  |  | 1
5138 | 27.4 | 16.3 |  |  |  |  | 1
5139 | 28.1 | 17 |  |  |  |  | 1
5140 | 28.9 | 17.9 |  |  |  |  | 1
5141 | 28.7 | 17.6 |  |  |  |  | 1
5142 | 28.7 | 17.6 |  |  |  |  | 1
5143 | 31.2 | 20.1 |  |  |  |  | 1
5144 | 31 | 19.9 |  |  |  |  | 1
5145 | 34.3 | 23.2 |  |  |  |  | 1
5146 | 35.7 | 24 |  |  |  |  | 1
5147 | 40.2 | 24 |  |  |  |  | 1
5148 | 41.6 | 24 |  |  |  |  | 1
5149 | 41.8 | 24 |  |  |  |  | 1
5150 | 41 | 24 |  |  |  |  | 1
5151 | 42.4 | 24 |  |  |  |  | 1
5152 | 43.6 | 24 |  |  |  |  | 1
5153 | 42 | 24 |  |  |  |  | 1
5154 | 43.7 | 24 |  |  |  |  | 1
5155 | 40.7 | 24 |  |  |  |  | 1
5156 | 39.5 | 24 |  |  |  |  | 1
5157 | 36.6 | 24 |  |  |  |  | 1
5158 | 35.2 | 24 |  |  |  |  | 1
5159 | 35.2 | 24 |  |  |  |  | 1
5160 | 30.2 | 19.1 |  |  |  |  | 1
5161 | 32.4 | 21.3 |  |  |  |  | 1
5162 | 28.7 | 17.6 |  |  |  |  | 1
5163 | 29.6 | 18.5 |  |  |  |  | 1
5164 | 25.9 | 14.8 |  |  |  |  | 1
5165 | 29.4 | 18.4 |  |  |  |  | 1
5166 | 29.2 | 18.1 |  |  |  |  | 1
5167 | 30.7 | 19.6 |  |  |  |  | 1
5168 | 31.8 | 20.8 |  |  |  |  | 1
5169 | 34.2 | 23.1 |  |  |  |  | 1
5170 | 35.7 | 24 |  |  |  |  | 1
5171 | 36.2 | 24 |  |  |  |  | 1
5172 | 39.6 | 24 |  |  |  |  | 1
5173 | 41.5 | 24 |  |  |  |  | 1
5174 | 42.6 | 24 |  |  |  |  | 1
5175 | 44.2 | 24 |  |  |  |  | 1
5176 | 44.2 | 24 |  |  |  |  | 1
5177 | 44.2 | 24 |  |  |  |  | 1
5178 | 42.6 | 24 |  |  |  |  | 1
5179 | 41.9 | 24 |  |  |  |  | 1
5180 | 41.4 | 24 |  |  |  |  | 1
5181 | 41.8 | 24 |  |  |  |  | 1
5182 | 34.5 | 23.4 |  |  |  |  | 1
5183 | 33.3 | 22.2 |  |  |  |  | 1
5184 | 33.9 | 22.8 |  |  |  |  | 1
5185 | 30.1 | 19 |  |  |  |  | 1
5186 | 30.8 | 19.7 |  |  |  |  | 1
5187 | 26.7 | 15.6 |  |  |  |  | 1
5188 | 28.2 | 17.1 |  |  |  |  | 1
5189 | 28.5 | 17.4 |  |  |  |  | 1
5190 | 30.6 | 19.5 |  |  |  |  | 1
5191 | 29.2 | 18.1 |  |  |  |  | 1
5192 | 31.8 | 20.7 |  |  |  |  | 1
5193 | 35 | 23.9 |  |  |  |  | 1
5194 | 36.4 | 24 |  |  |  |  | 1
5195 | 37.4 | 24 |  |  |  |  | 1
5196 | 39.8 | 24 |  |  |  |  | 1
5197 | 43.3 | 24 |  |  |  |  | 1
5198 | 41 | 24 |  |  |  |  | 1
5199 | 42.8 | 24 |  |  |  |  | 1
5200 | 43.4 | 24 |  |  |  |  | 1
5201 | 43.3 | 24 |  |  |  |  | 1
5202 | 42.3 | 24 |  |  |  |  | 1
5203 | 41.5 | 24 |  |  |  |  | 1
5204 | 38 | 24 |  |  |  |  | 1
5205 | 38.9 | 24 |  |  |  |  | 1
5206 | 33.6 | 22.5 |  |  |  |  | 1
5207 | 32.8 | 21.7 |  |  |  |  | 1
5208 | 32.1 | 21 |  |  |  |  | 1
5209 | 31.7 | 20.6 |  |  |  |  | 1
5210 | 29.1 | 18 |  |  |  |  | 1
5211 | 27.3 | 16.2 |  |  |  |  | 1
5212 | 27.7 | 16.6 |  |  |  |  | 1
5213 | 28 | 16.8 |  |  |  |  | 1
5214 | 29.8 | 18.6 |  |  |  |  | 1
5215 | 30.1 | 19 |  |  |  |  | 1
5216 | 32.8 | 21.7 |  |  |  |  | 1
5217 | 33.4 | 22.3 |  |  |  |  | 1
5218 | 37.5 | 24 |  |  |  |  | 1
5219 | 37.7 | 24 |  |  |  |  | 1
5220 | 40.3 | 24 |  |  |  |  | 1
5221 | 40.1 | 24 |  |  |  |  | 1
5222 | 42.1 | 24 |  |  |  |  | 1
5223 | 40.7 | 24 |  |  |  |  | 1
5224 | 43.5 | 24 |  |  |  |  | 1
5225 | 43.6 | 24 |  |  |  |  | 1
5226 | 43 | 24 |  |  |  |  | 1
5227 | 43 | 24 |  |  |  |  | 1
5228 | 37.1 | 24 |  |  |  |  | 1
5229 | 39.8 | 24 |  |  |  |  | 1
5230 | 36.7 | 24 |  |  |  |  | 1
5231 | 33.7 | 22.6 |  |  |  |  | 1
5232 | 30.6 | 19.4 |  |  |  |  | 1
5233 | 31.6 | 20.5 |  |  |  |  | 1
5234 | 28.4 | 17.3 |  |  |  |  | 1
5235 | 26.5 | 15.3 |  |  |  |  | 1
5236 | 27.2 | 16.1 |  |  |  |  | 1
5237 | 27 | 15.8 |  |  |  |  | 1
5238 | 28 | 16.9 |  |  |  |  | 1
5239 | 30.9 | 19.8 |  |  |  |  | 1
5240 | 32.3 | 21.2 |  |  |  |  | 1
5241 | 31.3 | 20.2 |  |  |  |  | 1
5242 | 36.3 | 24 |  |  |  |  | 1
5243 | 38 | 24 |  |  |  |  | 1
5244 | 40.6 | 24 |  |  |  |  | 1
5245 | 41.6 | 24 |  |  |  |  | 1
5246 | 42.2 | 24 |  |  |  |  | 1
5247 | 42.9 | 24 |  |  |  |  | 1
5248 | 41.6 | 24 |  |  |  |  | 1
5249 | 41.9 | 24 |  |  |  |  | 1
5250 | 41.9 | 24 |  |  |  |  | 1
5251 | 41.4 | 24 |  |  |  |  | 1
5252 | 40.3 | 24 |  |  |  |  | 1
5253 | 38.1 | 24 |  |  |  |  | 1
5254 | 37 | 24 |  |  |  |  | 1
5255 | 34.2 | 23 |  |  |  |  | 1
5256 | 32 | 20.8 |  |  |  |  | 1
5257 | 28.8 | 17.7 |  |  |  |  | 1
5258 | 28.5 | 17.3 |  |  |  |  | 1
5259 | 28.2 | 17 |  |  |  |  | 1
5260 | 29.3 | 18.2 |  |  |  |  | 1
5261 | 29.5 | 18.4 |  |  |  |  | 1
5262 | 27.8 | 16.7 |  |  |  |  | 1
5263 | 31.8 | 20.7 |  |  |  |  | 1
5264 | 33.3 | 22.2 |  |  |  |  | 1
5265 | 34.3 | 23.1 |  |  |  |  | 1
5266 | 38.1 | 24 |  |  |  |  | 1
5267 | 37.2 | 24 |  |  |  |  | 1
5268 | 38.6 | 24 |  |  |  |  | 1
5269 | 40.7 | 24 |  |  |  |  | 1
5270 | 42.3 | 24 |  |  |  |  | 1
5271 | 42.7 | 24 |  |  |  |  | 1
5272 | 44.5 | 24 |  |  |  |  | 1
5273 | 44.6 | 24 |  |  |  |  | 1
5274 | 43.6 | 24 |  |  |  |  | 1
5275 | 41 | 24 |  |  |  |  | 1
5276 | 35.8 | 24 |  |  |  |  | 1
5277 | 37.4 | 24 |  |  |  |  | 1
5278 | 37 | 24 |  |  |  |  | 1
5279 | 33.9 | 22.8 |  |  |  |  | 1
5280 | 32.8 | 21.7 |  |  |  |  | 1
5281 | 32.2 | 21 |  |  |  |  | 1
5282 | 28.8 | 17.6 |  |  |  |  | 1
5283 | 26.7 | 15.5 |  |  |  |  | 1
5284 | 26.7 | 15.5 |  |  |  |  | 1
5285 | 27.8 | 16.7 |  |  |  |  | 1
5286 | 26.6 | 15.5 |  |  |  |  | 1
5287 | 28.9 | 17.7 |  |  |  |  | 1
5288 | 32.4 | 21.3 |  |  |  |  | 1
5289 | 35.1 | 23.9 |  |  |  |  | 1
5290 | 35.4 | 24 |  |  |  |  | 1
5291 | 39.5 | 24 |  |  |  |  | 1
5292 | 39.2 | 24 |  |  |  |  | 1
5293 | 40.9 | 24 |  |  |  |  | 1
5294 | 42.5 | 24 |  |  |  |  | 1
5295 | 43.3 | 24 |  |  |  |  | 1
5296 | 43.4 | 24 |  |  |  |  | 1
5297 | 40.5 | 24 |  |  |  |  | 1
5298 | 43.8 | 24 |  |  |  |  | 1
5299 | 40 | 24 |  |  |  |  | 1
5300 | 38.9 | 24 |  |  |  |  | 1
5301 | 36.1 | 24 |  |  |  |  | 1
5302 | 37 | 24 |  |  |  |  | 1
5303 | 36.1 | 24 |  |  |  |  | 1
5304 | 31.5 | 20.4 |  |  |  |  | 1
5305 | 31.2 | 20 |  |  |  |  | 1
5306 | 29.5 | 18.3 |  |  |  |  | 1
5307 | 26.5 | 15.4 |  |  |  |  | 1
5308 | 25.3 | 14.2 |  |  |  |  | 1
5309 | 30.3 | 19.1 |  |  |  |  | 1
5310 | 30 | 18.8 |  |  |  |  | 1
5311 | 29.1 | 17.9 |  |  |  |  | 1
5312 | 32.3 | 21.1 |  |  |  |  | 1
5313 | 35.3 | 24 |  |  |  |  | 1
5314 | 36.5 | 24 |  |  |  |  | 1
5315 | 37.7 | 24 |  |  |  |  | 1
5316 | 41.3 | 24 |  |  |  |  | 1
5317 | 41.9 | 24 |  |  |  |  | 1
5318 | 43.1 | 24 |  |  |  |  | 1
5319 | 42.3 | 24 |  |  |  |  | 1
5320 | 43.4 | 24 |  |  |  |  | 1
5321 | 42.1 | 24 |  |  |  |  | 1
5322 | 40.6 | 24 |  |  |  |  | 1
5323 | 40.4 | 24 |  |  |  |  | 1
5324 | 40.9 | 24 |  |  |  |  | 1
5325 | 38.2 | 24 |  |  |  |  | 1
5326 | 34.3 | 23.2 |  |  |  |  | 1
5327 | 32.3 | 21.1 |  |  |  |  | 1
5328 | 28.8 | 17.6 |  |  |  |  | 1
5329 | 27.5 | 16.3 |  |  |  |  | 1
5330 | 28.8 | 17.6 |  |  |  |  | 1
5331 | 26.8 | 15.6 |  |  |  |  | 1
5332 | 25.9 | 14.7 |  |  |  |  | 1
5333 | 25.8 | 14.6 |  |  |  |  | 1
5334 | 27.4 | 16.3 |  |  |  |  | 1
5335 | 30.1 | 18.9 |  |  |  |  | 1
5336 | 32.8 | 21.6 |  |  |  |  | 1
5337 | 33.5 | 22.3 |  |  |  |  | 1
5338 | 35.9 | 24 |  |  |  |  | 1
5339 | 36.6 | 24 |  |  |  |  | 1
5340 | 38.6 | 24 |  |  |  |  | 1
5341 | 42.8 | 24 |  |  |  |  | 1
5342 | 41.6 | 24 |  |  |  |  | 1
5343 | 41.8 | 24 |  |  |  |  | 1
5344 | 44.6 | 24 |  |  |  |  | 1
5345 | 42 | 24 |  |  |  |  | 1
5346 | 42.9 | 24 |  |  |  |  | 1
5347 | 39.6 | 24 |  |  |  |  | 1
5348 | 40.4 | 24 |  |  |  |  | 1
5349 | 38.7 | 24 |  |  |  |  | 1
5350 | 35.4 | 24 |  |  |  |  | 1
5351 | 33 | 21.8 |  |  |  |  | 1
5352 | 33.4 | 22.2 |  |  |  |  | 1
5353 | 30.4 | 19.2 |  |  |  |  | 1
5354 | 28.6 | 17.4 |  |  |  |  | 1
5355 | 28.2 | 17 |  |  |  |  | 1
5356 | 28.8 | 17.6 |  |  |  |  | 1
5357 | 27.6 | 16.4 |  |  |  |  | 1
5358 | 29.2 | 18 |  |  |  |  | 1
5359 | 31.5 | 20.3 |  |  |  |  | 1
5360 | 30.6 | 19.4 |  |  |  |  | 1
5361 | 33.8 | 22.6 |  |  |  |  | 1
5362 | 36 | 24 |  |  |  |  | 1
5363 | 38.8 | 24 |  |  |  |  | 1
5364 | 39 | 24 |  |  |  |  | 1
5365 | 41.3 | 24 |  |  |  |  | 1
5366 | 43.1 | 24 |  |  |  |  | 1
5367 | 42.5 | 24 |  |  |  |  | 1
5368 | 41.9 | 24 |  |  |  |  | 1
5369 | 43.4 | 24 |  |  |  |  | 1
5370 | 43.1 | 24 |  |  |  |  | 1
5371 | 40.3 | 24 |  |  |  |  | 1
5372 | 38.4 | 24 |  |  |  |  | 1
5373 | 36.4 | 24 |  |  |  |  | 1
5374 | 34.2 | 23 |  |  |  |  | 1
5375 | 33.6 | 22.4 |  |  |  |  | 1
5376 | 30.4 | 19.2 |  |  |  |  | 1
5377 | 28.5 | 17.3 |  |  |  |  | 1
5378 | 25.8 | 14.5 |  |  |  |  | 1
5379 | 28.3 | 17.1 |  |  |  |  | 1
5380 | 28.6 | 17.4 |  |  |  |  | 1
5381 | 28.8 | 17.6 |  |  |  |  | 1
5382 | 28.2 | 17 |  |  |  |  | 1
5383 | 30.3 | 19 |  |  |  |  | 1
5384 | 34 | 22.8 |  |  |  |  | 1
5385 | 33.6 | 22.3 |  |  |  |  | 1
5386 | 37.5 | 24 |  |  |  |  | 1
5387 | 35.9 | 24 |  |  |  |  | 1
5388 | 40.7 | 24 |  |  |  |  | 1
5389 | 40.4 | 24 |  |  |  |  | 1
5390 | 40.5 | 24 |  |  |  |  | 1
5391 | 42.7 | 24 |  |  |  |  | 1
5392 | 41.6 | 24 |  |  |  |  | 1
5393 | 44.9 | 24 |  |  |  |  | 1
5394 | 41.4 | 24 |  |  |  |  | 1
5395 | 40.3 | 24 |  |  |  |  | 1
5396 | 37.8 | 24 |  |  |  |  | 1
5397 | 38 | 24 |  |  |  |  | 1
5398 | 36.3 | 24 |  |  |  |  | 1
5399 | 33 | 21.8 |  |  |  |  | 1
5400 | 31.8 | 20.6 |  |  |  |  | 1
5401 | 29.7 | 18.4 |  |  |  |  | 1
5402 | 27.9 | 16.7 |  |  |  |  | 1
5403 | 29.5 | 18.2 |  |  |  |  | 1
5404 | 30.3 | 19 |  |  |  |  | 1
5405 | 27.5 | 16.3 |  |  |  |  | 1
5406 | 28.3 | 17.1 |  |  |  |  | 1
5407 | 28.8 | 17.6 |  |  |  |  | 1
5408 | 31.2 | 20 |  |  |  |  | 1
5409 | 31.6 | 20.4 |  |  |  |  | 1
5410 | 36.5 | 24 |  |  |  |  | 1
5411 | 38.7 | 24 |  |  |  |  | 1
5412 | 37.5 | 24 |  |  |  |  | 1
5413 | 40.3 | 24 |  |  |  |  | 1
5414 | 43.7 | 24 |  |  |  |  | 1
5415 | 44.2 | 24 |  |  |  |  | 1
5416 | 40.9 | 24 |  |  |  |  | 1
5417 | 40.8 | 24 |  |  |  |  | 1
5418 | 41.5 | 24 |  |  |  |  | 1
5419 | 41.7 | 24 |  |  |  |  | 1
5420 | 37.8 | 24 |  |  |  |  | 1
5421 | 38.3 | 24 |  |  |  |  | 1
5422 | 36.4 | 24 |  |  |  |  | 1
5423 | 33.2 | 21.9 |  |  |  |  | 1
5424 | 33.4 | 22.2 |  |  |  |  | 1
5425 | 30.6 | 19.3 |  |  |  |  | 1
5426 | 28.4 | 17.1 |  |  |  |  | 1
5427 | 27 | 15.7 |  |  |  |  | 1
5428 | 25.7 | 14.5 |  |  |  |  | 1
5429 | 25.8 | 14.5 |  |  |  |  | 1
5430 | 27.1 | 15.8 |  |  |  |  | 1
5431 | 29.3 | 18 |  |  |  |  | 1
5432 | 30.9 | 19.6 |  |  |  |  | 1
5433 | 34.8 | 23.6 |  |  |  |  | 1
5434 | 34.4 | 23.1 |  |  |  |  | 1
5435 | 36.1 | 24 |  |  |  |  | 1
5436 | 38.5 | 24 |  |  |  |  | 1
5437 | 40.2 | 24 |  |  |  |  | 1
5438 | 40.3 | 24 |  |  |  |  | 1
5439 | 42.2 | 24 |  |  |  |  | 1
5440 | 42.7 | 24 |  |  |  |  | 1
5441 | 41.6 | 24 |  |  |  |  | 1
5442 | 38.7 | 24 |  |  |  |  | 1
5443 | 41.3 | 24 |  |  |  |  | 1
5444 | 40 | 24 |  |  |  |  | 1
5445 | 37.6 | 24 |  |  |  |  | 1
5446 | 36 | 24 |  |  |  |  | 1
5447 | 32.8 | 21.5 |  |  |  |  | 1
5448 | 31.6 | 20.3 |  |  |  |  | 1
5449 | 29 | 17.7 |  |  |  |  | 1
5450 | 29.8 | 18.5 |  |  |  |  | 1
5451 | 25.7 | 14.4 |  |  |  |  | 1
5452 | 26.8 | 15.5 |  |  |  |  | 1
5453 | 26.6 | 15.3 |  |  |  |  | 1
5454 | 28.4 | 17.1 |  |  |  |  | 1
5455 | 29.5 | 18.2 |  |  |  |  | 1
5456 | 30.2 | 18.9 |  |  |  |  | 1
5457 | 32 | 20.7 |  |  |  |  | 1
5458 | 34.3 | 23 |  |  |  |  | 1
5459 | 38.7 | 24 |  |  |  |  | 1
5460 | 38.3 | 24 |  |  |  |  | 1
5461 | 41.2 | 24 |  |  |  |  | 1
5462 | 43 | 24 |  |  |  |  | 1
5463 | 43.5 | 24 |  |  |  |  | 1
5464 | 43.3 | 24 |  |  |  |  | 1
5465 | 40.7 | 24 |  |  |  |  | 1
5466 | 42.6 | 24 |  |  |  |  | 1
5467 | 40.5 | 24 |  |  |  |  | 1
5468 | 35.4 | 24 |  |  |  |  | 1
5469 | 39.9 | 24 |  |  |  |  | 1
5470 | 37.3 | 24 |  |  |  |  | 1
5471 | 31.7 | 20.4 |  |  |  |  | 1
5472 | 30.7 | 19.4 |  |  |  |  | 1
5473 | 28.7 | 17.4 |  |  |  |  | 1
5474 | 28 | 16.7 |  |  |  |  | 1
5475 | 26.5 | 15.2 |  |  |  |  | 1
5476 | 27.3 | 16 |  |  |  |  | 1
5477 | 27.8 | 16.5 |  |  |  |  | 1
5478 | 29.5 | 18.2 |  |  |  |  | 1
5479 | 30.3 | 19 |  |  |  |  | 1
5480 | 31.2 | 19.8 |  |  |  |  | 1
5481 | 34.2 | 22.9 |  |  |  |  | 1
5482 | 37 | 24 |  |  |  |  | 1
5483 | 36.9 | 24 |  |  |  |  | 1
5484 | 38.5 | 24 |  |  |  |  | 1
5485 | 40.8 | 24 |  |  |  |  | 1
5486 | 41.8 | 24 |  |  |  |  | 1
5487 | 43.6 | 24 |  |  |  |  | 1
5488 | 44 | 24 |  |  |  |  | 1
5489 | 43 | 24 |  |  |  |  | 1
5490 | 42.8 | 24 |  |  |  |  | 1
5491 | 41 | 24 |  |  |  |  | 1
5492 | 37.9 | 24 |  |  |  |  | 1
5493 | 38.2 | 24 |  |  |  |  | 1
5494 | 36.3 | 24 |  |  |  |  | 1
5495 | 33.3 | 22 |  |  |  |  | 1
5496 | 30.9 | 19.6 |  |  |  |  | 1
5497 | 26.6 | 15.3 |  |  |  |  | 1
5498 | 27.4 | 16.1 |  |  |  |  | 1
5499 | 28.9 | 17.6 |  |  |  |  | 1
5500 | 26.3 | 14.9 |  |  |  |  | 1
5501 | 27.3 | 16 |  |  |  |  | 1
5502 | 27.8 | 16.5 |  |  |  |  | 1
5503 | 28.4 | 17.1 |  |  |  |  | 1
5504 | 31.6 | 20.3 |  |  |  |  | 1
5505 | 31.9 | 20.6 |  |  |  |  | 1
5506 | 34.2 | 22.8 |  |  |  |  | 1
5507 | 36.8 | 24 |  |  |  |  | 1
5508 | 36.7 | 24 |  |  |  |  | 1
5509 | 39.7 | 24 |  |  |  |  | 1
5510 | 43.6 | 24 |  |  |  |  | 1
5511 | 42.3 | 24 |  |  |  |  | 1
5512 | 41.2 | 24 |  |  |  |  | 1
5513 | 42.4 | 24 |  |  |  |  | 1
5514 | 40.1 | 24 |  |  |  |  | 1
5515 | 39.5 | 24 |  |  |  |  | 1
5516 | 38.1 | 24 |  |  |  |  | 1
5517 | 40.1 | 24 |  |  |  |  | 1
5518 | 35.8 | 24 |  |  |  |  | 1
5519 | 31.8 | 20.5 |  |  |  |  | 1
5520 | 29.7 | 18.4 |  |  |  |  | 1
5521 | 29 | 17.7 |  |  |  |  | 1
5522 | 26 | 14.6 |  |  |  |  | 1
5523 | 28.7 | 17.4 |  |  |  |  | 1
5524 | 25.9 | 14.6 |  |  |  |  | 1
5525 | 27.7 | 16.3 |  |  |  |  | 1
5526 | 26 | 14.6 |  |  |  |  | 1
5527 | 26 | 14.6 |  |  |  |  | 1
5528 | 30.4 | 19 |  |  |  |  | 1
5529 | 31.9 | 20.5 |  |  |  |  | 1
5530 | 34.1 | 22.8 |  |  |  |  | 1
5531 | 37.4 | 24 |  |  |  |  | 1
5532 | 39.1 | 24 |  |  |  |  | 1
5533 | 40.2 | 24 |  |  |  |  | 1
5534 | 40.5 | 24 |  |  |  |  | 1
5535 | 42.9 | 24 |  |  |  |  | 1
5536 | 39.7 | 24 |  |  |  |  | 1
5537 | 42.1 | 24 |  |  |  |  | 1
5538 | 39.7 | 24 |  |  |  |  | 1
5539 | 40.4 | 24 |  |  |  |  | 1
5540 | 39.5 | 24 |  |  |  |  | 1
5541 | 37.8 | 24 |  |  |  |  | 1
5542 | 33.9 | 22.5 |  |  |  |  | 1
5543 | 32.1 | 20.8 |  |  |  |  | 1
5544 | 32.1 | 20.7 |  |  |  |  | 1
5545 | 28.4 | 17 |  |  |  |  | 1
5546 | 28.2 | 16.8 |  |  |  |  | 1
5547 | 26.8 | 15.4 |  |  |  |  | 1
5548 | 24.6 | 13.3 |  |  |  |  | 1
5549 | 28.1 | 16.7 |  |  |  |  | 1
5550 | 26 | 14.7 |  |  |  |  | 1
5551 | 31.4 | 20 |  |  |  |  | 1
5552 | 31 | 19.6 |  |  |  |  | 1
5553 | 32.8 | 21.4 |  |  |  |  | 1
5554 | 36.1 | 24 |  |  |  |  | 1
5555 | 36.8 | 24 |  |  |  |  | 1
5556 | 40.3 | 24 |  |  |  |  | 1
5557 | 39.7 | 24 |  |  |  |  | 1
5558 | 40.4 | 24 |  |  |  |  | 1
5559 | 42.6 | 24 |  |  |  |  | 1
5560 | 41.8 | 24 |  |  |  |  | 1
5561 | 42.4 | 24 |  |  |  |  | 1
5562 | 42.9 | 24 |  |  |  |  | 1
5563 | 40.7 | 24 |  |  |  |  | 1
5564 | 41.8 | 24 |  |  |  |  | 1
5565 | 38.5 | 24 |  |  |  |  | 1
5566 | 35.5 | 24 |  |  |  |  | 1
5567 | 31.8 | 20.4 |  |  |  |  | 1
5568 | 31.8 | 20.4 |  |  |  |  | 1
5569 | 27.8 | 16.3 |  |  |  |  | 1
5570 | 31.2 | 19.8 |  |  |  |  | 1
5571 | 25.5 | 14.1 |  |  |  |  | 1
5572 | 26.9 | 15.5 |  |  |  |  | 1
5573 | 26.5 | 15.1 |  |  |  |  | 1
5574 | 28.1 | 16.6 |  |  |  |  | 1
5575 | 28.7 | 17.3 |  |  |  |  | 1
5576 | 30.1 | 18.7 |  |  |  |  | 1
5577 | 32.7 | 21.2 |  |  |  |  | 1
5578 | 34.2 | 22.7 |  |  |  |  | 1
5579 | 38.7 | 24 |  |  |  |  | 1
5580 | 38.1 | 24 |  |  |  |  | 1
5581 | 43 | 24 |  |  |  |  | 1
5582 | 42.1 | 24 |  |  |  |  | 1
5583 | 41.1 | 24 |  |  |  |  | 1
5584 | 42.9 | 24 |  |  |  |  | 1
5585 | 42.2 | 24 |  |  |  |  | 1
5586 | 40.9 | 24 |  |  |  |  | 1
5587 | 41.4 | 24 |  |  |  |  | 1
5588 | 42.2 | 24 |  |  |  |  | 1
5589 | 38.9 | 24 |  |  |  |  | 1
5590 | 34.1 | 22.7 |  |  |  |  | 1
5591 | 33.8 | 22.4 |  |  |  |  | 1
5592 | 31.2 | 19.7 |  |  |  |  | 1
5593 | 28.2 | 16.7 |  |  |  |  | 1
5594 | 28.9 | 17.5 |  |  |  |  | 1
5595 | 27 | 15.6 |  |  |  |  | 1
5596 | 26.9 | 15.5 |  |  |  |  | 1
5597 | 26.7 | 15.3 |  |  |  |  | 1
5598 | 28 | 16.6 |  |  |  |  | 1
5599 | 28 | 16.6 |  |  |  |  | 1
5600 | 30.4 | 18.9 |  |  |  |  | 1
5601 | 30.3 | 18.8 |  |  |  |  | 1
5602 | 35.7 | 24 |  |  |  |  | 1
5603 | 36.3 | 24 |  |  |  |  | 1
5604 | 39.7 | 24 |  |  |  |  | 1
5605 | 39.5 | 24 |  |  |  |  | 1
5606 | 41.7 | 24 |  |  |  |  | 1
5607 | 41.9 | 24 |  |  |  |  | 1
5608 | 38.7 | 24 |  |  |  |  | 1
5609 | 40.8 | 24 |  |  |  |  | 1
5610 | 42.4 | 24 |  |  |  |  | 1
5611 | 41.8 | 24 |  |  |  |  | 1
5612 | 40.8 | 24 |  |  |  |  | 1
5613 | 37.7 | 24 |  |  |  |  | 1
5614 | 35.7 | 24 |  |  |  |  | 1
5615 | 32 | 20.6 |  |  |  |  | 1
5616 | 30.3 | 18.9 |  |  |  |  | 1
5617 | 25.2 | 13.7 |  |  |  |  | 1
5618 | 27.4 | 15.9 |  |  |  |  | 1
5619 | 27.2 | 15.8 |  |  |  |  | 1
5620 | 25.1 | 13.7 |  |  |  |  | 1
5621 | 26 | 14.6 |  |  |  |  | 1
5622 | 27.4 | 15.9 |  |  |  |  | 1
5623 | 29.8 | 18.3 |  |  |  |  | 1
5624 | 29.5 | 18 |  |  |  |  | 1
5625 | 31.8 | 20.4 |  |  |  |  | 1
5626 | 34.9 | 23.5 |  |  |  |  | 1
5627 | 36.4 | 24 |  |  |  |  | 1
5628 | 39.3 | 24 |  |  |  |  | 1
5629 | 39 | 24 |  |  |  |  | 1
5630 | 43.9 | 24 |  |  |  |  | 1
5631 | 41.7 | 24 |  |  |  |  | 1
5632 | 40.7 | 24 |  |  |  |  | 1
5633 | 42.6 | 24 |  |  |  |  | 1
5634 | 40 | 24 |  |  |  |  | 1
5635 | 41.1 | 24 |  |  |  |  | 1
5636 | 38.2 | 24 |  |  |  |  | 1
5637 | 36.6 | 24 |  |  |  |  | 1
5638 | 35.2 | 23.7 |  |  |  |  | 1
5639 | 31 | 19.6 |  |  |  |  | 1
5640 | 27.5 | 16 |  |  |  |  | 1
5641 | 27.9 | 16.4 |  |  |  |  | 1
5642 | 27.6 | 16.1 |  |  |  |  | 1
5643 | 27 | 15.5 |  |  |  |  | 1
5644 | 23.5 | 12 |  |  |  |  | 1
5645 | 26.8 | 15.4 |  |  |  |  | 1
5646 | 26.8 | 15.3 |  |  |  |  | 1
5647 | 27 | 15.5 |  |  |  |  | 1
5648 | 31.9 | 20.4 |  |  |  |  | 1
5649 | 34.1 | 22.6 |  |  |  |  | 1
5650 | 35.3 | 23.8 |  |  |  |  | 1
5651 | 36.4 | 24 |  |  |  |  | 1
5652 | 38.5 | 24 |  |  |  |  | 1
5653 | 41.7 | 24 |  |  |  |  | 1
5654 | 40.5 | 24 |  |  |  |  | 1
5655 | 43.3 | 24 |  |  |  |  | 1
5656 | 43.7 | 24 |  |  |  |  | 1
5657 | 41.3 | 24 |  |  |  |  | 1
5658 | 41.1 | 24 |  |  |  |  | 1
5659 | 36.4 | 24 |  |  |  |  | 1
5660 | 39.4 | 24 |  |  |  |  | 1
5661 | 36.5 | 24 |  |  |  |  | 1
5662 | 36.2 | 24 |  |  |  |  | 1
5663 | 31.6 | 20.1 |  |  |  |  | 1
5664 | 29.2 | 17.8 |  |  |  |  | 1
5665 | 27.8 | 16.3 |  |  |  |  | 1
5666 | 28.3 | 16.8 |  |  |  |  | 1
5667 | 25.2 | 13.7 |  |  |  |  | 1
5668 | 25.4 | 13.9 |  |  |  |  | 1
5669 | 27.9 | 16.3 |  |  |  |  | 1
5670 | 28.1 | 16.6 |  |  |  |  | 1
5671 | 27.3 | 15.8 |  |  |  |  | 1
5672 | 30.9 | 19.4 |  |  |  |  | 1
5673 | 32.8 | 21.2 |  |  |  |  | 1
5674 | 34.9 | 23.4 |  |  |  |  | 1
5675 | 37.3 | 24 |  |  |  |  | 1
5676 | 40.5 | 24 |  |  |  |  | 1
5677 | 39.3 | 24 |  |  |  |  | 1
5678 | 40.7 | 24 |  |  |  |  | 1
5679 | 41.4 | 24 |  |  |  |  | 1
5680 | 40.7 | 24 |  |  |  |  | 1
5681 | 40.7 | 24 |  |  |  |  | 1
5682 | 39.8 | 24 |  |  |  |  | 1
5683 | 39.7 | 24 |  |  |  |  | 1
5684 | 37.6 | 24 |  |  |  |  | 1
5685 | 38.3 | 24 |  |  |  |  | 1
5686 | 33.8 | 22.3 |  |  |  |  | 1
5687 | 32.5 | 21 |  |  |  |  | 1
5688 | 29.3 | 17.8 |  |  |  |  | 1
5689 | 28 | 16.5 |  |  |  |  | 1
5690 | 28.1 | 16.5 |  |  |  |  | 1
5691 | 24.8 | 13.3 |  |  |  |  | 1
5692 | 26 | 14.5 |  |  |  |  | 1
5693 | 25.5 | 14 |  |  |  |  | 1
5694 | 27.8 | 16.2 |  |  |  |  | 1
5695 | 28.1 | 16.6 |  |  |  |  | 1
5696 | 30.3 | 18.7 |  |  |  |  | 1
5697 | 31.5 | 20 |  |  |  |  | 1
5698 | 33.9 | 22.4 |  |  |  |  | 1
5699 | 35.3 | 23.8 |  |  |  |  | 1
5700 | 38 | 24 |  |  |  |  | 1
5701 | 39.4 | 24 |  |  |  |  | 1
5702 | 40.5 | 24 |  |  |  |  | 1
5703 | 42.8 | 24 |  |  |  |  | 1
5704 | 41.6 | 24 |  |  |  |  | 1
5705 | 41.8 | 24 |  |  |  |  | 1
5706 | 41.9 | 24 |  |  |  |  | 1
5707 | 39.7 | 24 |  |  |  |  | 1
5708 | 37.8 | 24 |  |  |  |  | 1
5709 | 35.4 | 23.8 |  |  |  |  | 1
5710 | 35.2 | 23.6 |  |  |  |  | 1
5711 | 33.5 | 22 |  |  |  |  | 1
5712 | 31.9 | 20.4 |  |  |  |  | 1
5713 | 28.4 | 16.8 |  |  |  |  | 1
5714 | 23.9 | 12.3 |  |  |  |  | 1
5715 | 25.2 | 13.6 |  |  |  |  | 1
5716 | 25.6 | 14 |  |  |  |  | 1
5717 | 24.9 | 13.3 |  |  |  |  | 1
5718 | 27.3 | 15.7 |  |  |  |  | 1
5719 | 29 | 17.5 |  |  |  |  | 1
5720 | 29.6 | 18.1 |  |  |  |  | 1
5721 | 30.4 | 18.8 |  |  |  |  | 1
5722 | 33.7 | 22.1 |  |  |  |  | 1
5723 | 37.9 | 24 |  |  |  |  | 1
5724 | 37.4 | 24 |  |  |  |  | 1
5725 | 38.7 | 24 |  |  |  |  | 1
5726 | 42.1 | 24 |  |  |  |  | 1
5727 | 39.4 | 24 |  |  |  |  | 1
5728 | 41.3 | 24 |  |  |  |  | 1
5729 | 40.9 | 24 |  |  |  |  | 1
5730 | 39.7 | 24 |  |  |  |  | 1
5731 | 40.2 | 24 |  |  |  |  | 1
5732 | 38.3 | 24 |  |  |  |  | 1
5733 | 35.6 | 24 |  |  |  |  | 1
5734 | 34.2 | 22.7 |  |  |  |  | 1
5735 | 36 | 24 |  |  |  |  | 1
5736 | 29 | 17.4 |  |  |  |  | 1
5737 | 30.2 | 18.6 |  |  |  |  | 1
5738 | 27.5 | 15.9 |  |  |  |  | 1
5739 | 24.9 | 13.3 |  |  |  |  | 1
5740 | 24.5 | 12.9 |  |  |  |  | 1
5741 | 25 | 13.4 |  |  |  |  | 1
5742 | 25.7 | 14.1 |  |  |  |  | 1
5743 | 28.4 | 16.7 |  |  |  |  | 1
5744 | 31.5 | 19.9 |  |  |  |  | 1
5745 | 32.2 | 20.5 |  |  |  |  | 1
5746 | 31.8 | 20.2 |  |  |  |  | 1
5747 | 34.9 | 23.3 |  |  |  |  | 1
5748 | 37.1 | 24 |  |  |  |  | 1
5749 | 38.4 | 24 |  |  |  |  | 1
5750 | 40.9 | 24 |  |  |  |  | 1
5751 | 39.7 | 24 |  |  |  |  | 1
5752 | 42.6 | 24 |  |  |  |  | 1
5753 | 39.8 | 24 |  |  |  |  | 1
5754 | 40.9 | 24 |  |  |  |  | 1
5755 | 39.9 | 24 |  |  |  |  | 1
5756 | 38.9 | 24 |  |  |  |  | 1
5757 | 36.3 | 24 |  |  |  |  | 1
5758 | 35.4 | 23.8 |  |  |  |  | 1
5759 | 31.1 | 19.5 |  |  |  |  | 1
5760 | 29.7 | 18.1 |  |  |  |  | 1
5761 | 27.4 | 15.7 |  |  |  |  | 1
5762 | 24.9 | 13.2 |  |  |  |  | 1
5763 | 23.3 | 11.7 |  |  |  |  | 1
5764 | 23.7 | 12.1 |  |  |  |  | 1
5765 | 24.5 | 12.8 |  |  |  |  | 1
5766 | 27.8 | 16.1 |  |  |  |  | 1
5767 | 27.6 | 16 |  |  |  |  | 1
5768 | 28.4 | 16.8 |  |  |  |  | 1
5769 | 29.9 | 18.3 |  |  |  |  | 1
5770 | 32.7 | 21.1 |  |  |  |  | 1
5771 | 36.7 | 24 |  |  |  |  | 1
5772 | 40.1 | 24 |  |  |  |  | 1
5773 | 39.3 | 24 |  |  |  |  | 1
5774 | 39.8 | 24 |  |  |  |  | 1
5775 | 42 | 24 |  |  |  |  | 1
5776 | 43.2 | 24 |  |  |  |  | 1
5777 | 40.5 | 24 |  |  |  |  | 1
5778 | 41.6 | 24 |  |  |  |  | 1
5779 | 38 | 24 |  |  |  |  | 1
5780 | 38.9 | 24 |  |  |  |  | 1
5781 | 36.4 | 24 |  |  |  |  | 1
5782 | 34.8 | 23.2 |  |  |  |  | 1
5783 | 32.5 | 20.9 |  |  |  |  | 1
5784 | 31.3 | 19.7 |  |  |  |  | 1
5785 | 27.1 | 15.4 |  |  |  |  | 1
5786 | 25.9 | 14.2 |  |  |  |  | 1
5787 | 26.9 | 15.2 |  |  |  |  | 1
5788 | 26.4 | 14.7 |  |  |  |  | 1
5789 | 25.3 | 13.6 |  |  |  |  | 1
5790 | 26.5 | 14.8 |  |  |  |  | 1
5791 | 29.2 | 17.5 |  |  |  |  | 1
5792 | 30.5 | 18.8 |  |  |  |  | 1
5793 | 30.5 | 18.9 |  |  |  |  | 1
5794 | 33.2 | 21.5 |  |  |  |  | 1
5795 | 38.9 | 24 |  |  |  |  | 1
5796 | 37.4 | 24 |  |  |  |  | 1
5797 | 38.1 | 24 |  |  |  |  | 1
5798 | 40 | 24 |  |  |  |  | 1
5799 | 40.6 | 24 |  |  |  |  | 1
5800 | 42.1 | 24 |  |  |  |  | 1
5801 | 43.5 | 24 |  |  |  |  | 1
5802 | 40.5 | 24 |  |  |  |  | 1
5803 | 38.6 | 24 |  |  |  |  | 1
5804 | 36.9 | 24 |  |  |  |  | 1
5805 | 34.9 | 23.3 |  |  |  |  | 1
5806 | 34.4 | 22.8 |  |  |  |  | 1
5807 | 31.5 | 19.8 |  |  |  |  | 1
5808 | 31.5 | 19.8 |  |  |  |  | 1
5809 | 29.4 | 17.7 |  |  |  |  | 1
5810 | 26.4 | 14.7 |  |  |  |  | 1
5811 | 26.3 | 14.6 |  |  |  |  | 1
5812 | 26 | 14.3 |  |  |  |  | 1
5813 | 26.5 | 14.8 |  |  |  |  | 1
5814 | 25 | 13.3 |  |  |  |  | 1
5815 | 25.9 | 14.2 |  |  |  |  | 1
5816 | 27.7 | 16 |  |  |  |  | 1
5817 | 30.5 | 18.8 |  |  |  |  | 1
5818 | 31.9 | 20.2 |  |  |  |  | 1
5819 | 34.5 | 22.8 |  |  |  |  | 1
5820 | 39.8 | 24 |  |  |  |  | 1
5821 | 38.7 | 24 |  |  |  |  | 1
5822 | 40.3 | 24 |  |  |  |  | 1
5823 | 38.7 | 24 |  |  |  |  | 1
5824 | 40.4 | 24 |  |  |  |  | 1
5825 | 41.9 | 24 |  |  |  |  | 1
5826 | 39.5 | 24 |  |  |  |  | 1
5827 | 42.6 | 24 |  |  |  |  | 1
5828 | 37.7 | 24 |  |  |  |  | 1
5829 | 34.9 | 23.2 |  |  |  |  | 1
5830 | 33.6 | 21.9 |  |  |  |  | 1
5831 | 29.3 | 17.6 |  |  |  |  | 1
5832 | 29.1 | 17.4 |  |  |  |  | 1
5833 | 28 | 16.2 |  |  |  |  | 1
5834 | 24.9 | 13.2 |  |  |  |  | 1
5835 | 25.4 | 13.7 |  |  |  |  | 1
5836 | 25.1 | 13.3 |  |  |  |  | 1
5837 | 25.7 | 14 |  |  |  |  | 1
5838 | 25.3 | 13.6 |  |  |  |  | 1
5839 | 27.2 | 15.5 |  |  |  |  | 1
5840 | 27.9 | 16.2 |  |  |  |  | 1
5841 | 31.5 | 19.8 |  |  |  |  | 1
5842 | 33.2 | 21.4 |  |  |  |  | 1
5843 | 35.6 | 23.9 |  |  |  |  | 1
5844 | 36.6 | 24 |  |  |  |  | 1
5845 | 40.6 | 24 |  |  |  |  | 1
5846 | 40.6 | 24 |  |  |  |  | 1
5847 | 38.9 | 24 |  |  |  |  | 1
5848 | 40.9 | 24 |  |  |  |  | 1
5849 | 39.9 | 24 |  |  |  |  | 1
5850 | 38.5 | 24 |  |  |  |  | 1
5851 | 38.7 | 24 |  |  |  |  | 1
5852 | 36.9 | 24 |  |  |  |  | 1
5853 | 35.4 | 23.7 |  |  |  |  | 1
5854 | 34.5 | 22.8 |  |  |  |  | 1
5855 | 30.6 | 18.9 |  |  |  |  | 1
5856 | 27.5 | 15.8 |  |  |  |  | 1
5857 | 27.7 | 15.9 |  |  |  |  | 1
5858 | 25.7 | 13.9 |  |  |  |  | 1
5859 | 24.8 | 13 |  |  |  |  | 1
5860 | 23 | 11.2 |  |  |  |  | 1
5861 | 24.4 | 12.7 |  |  |  |  | 1
5862 | 25.4 | 13.6 |  |  |  |  | 1
5863 | 26.4 | 14.6 |  |  |  |  | 1
5864 | 30.2 | 18.5 |  |  |  |  | 1
5865 | 31.2 | 19.5 |  |  |  |  | 1
5866 | 32.7 | 21 |  |  |  |  | 1
5867 | 36 | 24 |  |  |  |  | 1
5868 | 38.9 | 24 |  |  |  |  | 1
5869 | 39.1 | 24 |  |  |  |  | 1
5870 | 41.4 | 24 |  |  |  |  | 1
5871 | 39.7 | 24 |  |  |  |  | 1
5872 | 40.1 | 24 |  |  |  |  | 1
5873 | 39.6 | 24 |  |  |  |  | 1
5874 | 41.6 | 24 |  |  |  |  | 1
5875 | 38.7 | 24 |  |  |  |  | 1
5876 | 35.6 | 23.8 |  |  |  |  | 1
5877 | 37.2 | 24 |  |  |  |  | 1
5878 | 32.8 | 21 |  |  |  |  | 1
5879 | 30.1 | 18.3 |  |  |  |  | 1
5880 | 28 | 16.2 |  |  |  |  | 1
5881 | 27.1 | 15.2 |  |  |  |  | 1
5882 | 25.9 | 14.1 |  |  |  |  | 1
5883 | 25.1 | 13.3 |  |  |  |  | 1
5884 | 24 | 12.2 |  |  |  |  | 1
5885 | 24.4 | 12.6 |  |  |  |  | 1
5886 | 25.6 | 13.8 |  |  |  |  | 1
5887 | 27.2 | 15.3 |  |  |  |  | 1
5888 | 27.8 | 16 |  |  |  |  | 1
5889 | 30.1 | 18.3 |  |  |  |  | 1
5890 | 33.9 | 22.1 |  |  |  |  | 1
5891 | 33 | 21.1 |  |  |  |  | 1
5892 | 36.7 | 24 |  |  |  |  | 1
5893 | 36.5 | 24 |  |  |  |  | 1
5894 | 39.3 | 24 |  |  |  |  | 1
5895 | 39.2 | 24 |  |  |  |  | 1
5896 | 41.5 | 24 |  |  |  |  | 1
5897 | 40 | 24 |  |  |  |  | 1
5898 | 40.6 | 24 |  |  |  |  | 1
5899 | 37.9 | 24 |  |  |  |  | 1
5900 | 35.6 | 23.8 |  |  |  |  | 1
5901 | 35.1 | 23.3 |  |  |  |  | 1
5902 | 34.8 | 23 |  |  |  |  | 1
5903 | 30.4 | 18.5 |  |  |  |  | 1
5904 | 29.1 | 17.2 |  |  |  |  | 1
5905 | 25.9 | 14 |  |  |  |  | 1
5906 | 24.1 | 12.3 |  |  |  |  | 1
5907 | 25.6 | 13.7 |  |  |  |  | 1
5908 | 24 | 12.1 |  |  |  |  | 1
5909 | 26.6 | 14.7 |  |  |  |  | 1
5910 | 26.7 | 14.9 |  |  |  |  | 1
5911 | 26.7 | 14.9 |  |  |  |  | 1
5912 | 25.6 | 13.7 |  |  |  |  | 1
5913 | 31.3 | 19.4 |  |  |  |  | 1
5914 | 34.3 | 22.5 |  |  |  |  | 1
5915 | 36.2 | 24 |  |  |  |  | 1
5916 | 38.9 | 24 |  |  |  |  | 1
5917 | 39.8 | 24 |  |  |  |  | 1
5918 | 40.7 | 24 |  |  |  |  | 1
5919 | 41.9 | 24 |  |  |  |  | 1
5920 | 40 | 24 |  |  |  |  | 1
5921 | 40.6 | 24 |  |  |  |  | 1
5922 | 41.7 | 24 |  |  |  |  | 1
5923 | 39.6 | 24 |  |  |  |  | 1
5924 | 38.2 | 24 |  |  |  |  | 1
5925 | 35.3 | 23.4 |  |  |  |  | 1
5926 | 33.3 | 21.4 |  |  |  |  | 1
5927 | 30.2 | 18.4 |  |  |  |  | 1
5928 | 28.2 | 16.4 |  |  |  |  | 1
5929 | 28.6 | 16.7 |  |  |  |  | 1
5930 | 26.2 | 14.3 |  |  |  |  | 1
5931 | 25.4 | 13.5 |  |  |  |  | 1
5932 | 21.9 | 10 |  |  |  |  | 1
5933 | 24.7 | 12.8 |  |  |  |  | 1
5934 | 26.8 | 15 |  |  |  |  | 1
5935 | 25.5 | 13.6 |  |  |  |  | 1
5936 | 27.8 | 15.9 |  |  |  |  | 1
5937 | 30.5 | 18.6 |  |  |  |  | 1
5938 | 33.3 | 21.4 |  |  |  |  | 1
5939 | 36.6 | 24 |  |  |  |  | 1
5940 | 34.7 | 22.8 |  |  |  |  | 1
5941 | 37.9 | 24 |  |  |  |  | 1
5942 | 39.6 | 24 |  |  |  |  | 1
5943 | 40 | 24 |  |  |  |  | 1
5944 | 40.5 | 24 |  |  |  |  | 1
5945 | 40.1 | 24 |  |  |  |  | 1
5946 | 38 | 24 |  |  |  |  | 1
5947 | 38.4 | 24 |  |  |  |  | 1
5948 | 37.6 | 24 |  |  |  |  | 1
5949 | 34.9 | 23.1 |  |  |  |  | 1
5950 | 33.3 | 21.4 |  |  |  |  | 1
5951 | 30.4 | 18.5 |  |  |  |  | 1
5952 | 28 | 16.2 |  |  |  |  | 1
5953 | 27.1 | 15.2 |  |  |  |  | 1
5954 | 24.5 | 12.6 |  |  |  |  | 1
5955 | 24.5 | 12.6 |  |  |  |  | 1
5956 | 22.8 | 10.9 |  |  |  |  | 1
5957 | 27.1 | 15.2 |  |  |  |  | 1
5958 | 25.1 | 13.2 |  |  |  |  | 1
5959 | 25.2 | 13.3 |  |  |  |  | 1
5960 | 26.9 | 14.9 |  |  |  |  | 1
5961 | 29.4 | 17.4 |  |  |  |  | 1
5962 | 33.5 | 21.6 |  |  |  |  | 1
5963 | 36 | 24 |  |  |  |  | 1
5964 | 34.6 | 22.6 |  |  |  |  | 1
5965 | 38 | 24 |  |  |  |  | 1
5966 | 38.7 | 24 |  |  |  |  | 1
5967 | 40.4 | 24 |  |  |  |  | 1
5968 | 41.3 | 24 |  |  |  |  | 1
5969 | 40 | 24 |  |  |  |  | 1
5970 | 40 | 24 |  |  |  |  | 1
5971 | 36.2 | 24 |  |  |  |  | 1
5972 | 36.6 | 24 |  |  |  |  | 1
5973 | 37.3 | 24 |  |  |  |  | 1
5974 | 34.2 | 22.3 |  |  |  |  | 1
5975 | 30.9 | 19 |  |  |  |  | 1
5976 | 26.6 | 14.6 |  |  |  |  | 1
5977 | 26.2 | 14.2 |  |  |  |  | 1
5978 | 25.2 | 13.2 |  |  |  |  | 1
5979 | 24.6 | 12.6 |  |  |  |  | 1
5980 | 24.3 | 12.3 |  |  |  |  | 1
5981 | 23.7 | 11.8 |  |  |  |  | 1
5982 | 23.8 | 11.9 |  |  |  |  | 1
5983 | 26.5 | 14.5 |  |  |  |  | 1
5984 | 29.1 | 17.1 |  |  |  |  | 1
5985 | 31.3 | 19.3 |  |  |  |  | 1
5986 | 31.4 | 19.4 |  |  |  |  | 1
5987 | 34.6 | 22.7 |  |  |  |  | 1
5988 | 36.8 | 24 |  |  |  |  | 1
5989 | 38.7 | 24 |  |  |  |  | 1
5990 | 39.4 | 24 |  |  |  |  | 1
5991 | 42.4 | 24 |  |  |  |  | 1
5992 | 39 | 24 |  |  |  |  | 1
5993 | 39.4 | 24 |  |  |  |  | 1
5994 | 40 | 24 |  |  |  |  | 1
5995 | 38 | 24 |  |  |  |  | 1
5996 | 37.2 | 24 |  |  |  |  | 1
5997 | 34.6 | 22.7 |  |  |  |  | 1
5998 | 31.8 | 19.9 |  |  |  |  | 1
5999 | 30.7 | 18.8 |  |  |  |  | 1
6000 | 28.5 | 16.5 |  |  |  |  | 1
6001 | 23.9 | 11.9 |  |  |  |  | 1
6002 | 25.6 | 13.6 |  |  |  |  | 1
6003 | 24.9 | 12.9 |  |  |  |  | 1
6004 | 22.1 | 10.2 |  |  |  |  | 1
6005 | 26 | 14 |  |  |  |  | 1
6006 | 22.3 | 10.3 |  |  |  |  | 1
6007 | 25.2 | 13.2 |  |  |  |  | 1
6008 | 27.2 | 15.2 |  |  |  |  | 1
6009 | 28 | 16 |  |  |  |  | 1
6010 | 33.2 | 21.2 |  |  |  |  | 1
6011 | 35.9 | 23.9 |  |  |  |  | 1
6012 | 37.7 | 24 |  |  |  |  | 1
6013 | 39.9 | 24 |  |  |  |  | 1
6014 | 38.5 | 24 |  |  |  |  | 1
6015 | 38.9 | 24 |  |  |  |  | 1
6016 | 40.2 | 24 |  |  |  |  | 1
6017 | 38.5 | 24 |  |  |  |  | 1
6018 | 38.3 | 24 |  |  |  |  | 1
6019 | 40.4 | 24 |  |  |  |  | 1
6020 | 38.8 | 24 |  |  |  |  | 1
6021 | 36.1 | 24 |  |  |  |  | 1
6022 | 35 | 23 |  |  |  |  | 1
6023 | 32 | 20 |  |  |  |  | 1
6024 | 28 | 16 |  |  |  |  | 1
6025 | 26.7 | 14.7 |  |  |  |  | 1
6026 | 24.2 | 12.2 |  |  |  |  | 1
6027 | 25.6 | 13.6 |  |  |  |  | 1
6028 | 24.5 | 12.5 |  |  |  |  | 1
6029 | 25.4 | 13.4 |  |  |  |  | 1
6030 | 24.8 | 12.8 |  |  |  |  | 1
6031 | 26 | 14 |  |  |  |  | 1
6032 | 27.3 | 15.3 |  |  |  |  | 1
6033 | 30.4 | 18.4 |  |  |  |  | 1
6034 | 32 | 19.9 |  |  |  |  | 1
6035 | 32.9 | 20.9 |  |  |  |  | 1
6036 | 37.3 | 24 |  |  |  |  | 1
6037 | 39.4 | 24 |  |  |  |  | 1
6038 | 39.9 | 24 |  |  |  |  | 1
6039 | 39.6 | 24 |  |  |  |  | 1
6040 | 41.3 | 24 |  |  |  |  | 1
6041 | 40.9 | 24 |  |  |  |  | 1
6042 | 38.8 | 24 |  |  |  |  | 1
6043 | 39.6 | 24 |  |  |  |  | 1
6044 | 36.3 | 24 |  |  |  |  | 1
6045 | 34.6 | 22.6 |  |  |  |  | 1
6046 | 31.7 | 19.7 |  |  |  |  | 1
6047 | 30.7 | 18.7 |  |  |  |  | 1
6048 | 28.7 | 16.7 |  |  |  |  | 1
6049 | 25.8 | 13.8 |  |  |  |  | 1
6050 | 25.3 | 13.2 |  |  |  |  | 1
6051 | 21.7 | 9.6 |  |  |  |  | 1
6052 | 22.2 | 10.1 |  |  |  |  | 1
6053 | 21.2 | 9.2 |  |  |  |  | 1
6054 | 25.1 | 13 |  |  |  |  | 1
6055 | 24.7 | 12.7 |  |  |  |  | 1
6056 | 27.4 | 15.4 |  |  |  |  | 1
6057 | 28.9 | 16.9 |  |  |  |  | 1
6058 | 31.1 | 19 |  |  |  |  | 1
6059 | 35.5 | 23.4 |  |  |  |  | 1
6060 | 37.7 | 24 |  |  |  |  | 1
6061 | 39.8 | 24 |  |  |  |  | 1
6062 | 37.7 | 24 |  |  |  |  | 1
6063 | 40.7 | 24 |  |  |  |  | 1
6064 | 40.1 | 24 |  |  |  |  | 1
6065 | 39.6 | 24 |  |  |  |  | 1
6066 | 40.1 | 24 |  |  |  |  | 1
6067 | 39.2 | 24 |  |  |  |  | 1
6068 | 36 | 23.9 |  |  |  |  | 1
6069 | 35.4 | 23.4 |  |  |  |  | 1
6070 | 32.6 | 20.6 |  |  |  |  | 1
6071 | 29.4 | 17.3 |  |  |  |  | 1
6072 | 28.4 | 16.3 |  |  |  |  | 1
6073 | 27 | 14.9 |  |  |  |  | 1
6074 | 24.7 | 12.6 |  |  |  |  | 1
6075 | 23 | 10.9 |  |  |  |  | 1
6076 | 22.5 | 10.4 |  |  |  |  | 1
6077 | 21.7 | 9.6 |  |  |  |  | 1
6078 | 25.6 | 13.5 |  |  |  |  | 1
6079 | 28.5 | 16.4 |  |  |  |  | 1
6080 | 26.3 | 14.2 |  |  |  |  | 1
6081 | 29.7 | 17.6 |  |  |  |  | 1
6082 | 33.1 | 20.9 |  |  |  |  | 1
6083 | 35.8 | 23.6 |  |  |  |  | 1
6084 | 38 | 24 |  |  |  |  | 1
6085 | 38.6 | 24 |  |  |  |  | 1
6086 | 40.9 | 24 |  |  |  |  | 1
6087 | 39.5 | 24 |  |  |  |  | 1
6088 | 40.2 | 24 |  |  |  |  | 1
6089 | 42 | 24 |  |  |  |  | 1
6090 | 39.8 | 24 |  |  |  |  | 1
6091 | 37.3 | 24 |  |  |  |  | 1
6092 | 36.8 | 24 |  |  |  |  | 1
6093 | 34.4 | 22.3 |  |  |  |  | 1
6094 | 31.4 | 19.3 |  |  |  |  | 1
6095 | 29.4 | 17.3 |  |  |  |  | 1
6096 | 28.8 | 16.7 |  |  |  |  | 1
6097 | 26.6 | 14.5 |  |  |  |  | 1
6098 | 24.1 | 11.9 |  |  |  |  | 1
6099 | 22.6 | 10.4 |  |  |  |  | 1
6100 | 22.9 | 10.8 |  |  |  |  | 1
6101 | 23.1 | 10.9 |  |  |  |  | 1
6102 | 22.1 | 9.9 |  |  |  |  | 1
6103 | 25.5 | 13.3 |  |  |  |  | 1
6104 | 26.8 | 14.6 |  |  |  |  | 1
6105 | 28.8 | 16.6 |  |  |  |  | 1
6106 | 30.5 | 18.4 |  |  |  |  | 1
6107 | 31.2 | 19 |  |  |  |  | 1
6108 | 38.1 | 24 |  |  |  |  | 1
6109 | 38 | 24 |  |  |  |  | 1
6110 | 38.8 | 24 |  |  |  |  | 1
6111 | 37.8 | 24 |  |  |  |  | 1
6112 | 37.4 | 24 |  |  |  |  | 1
6113 | 38.8 | 24 |  |  |  |  | 1
6114 | 41.4 | 24 |  |  |  |  | 1
6115 | 37.7 | 24 |  |  |  |  | 1
6116 | 38 | 24 |  |  |  |  | 1
6117 | 32.8 | 20.6 |  |  |  |  | 1
6118 | 31.5 | 19.3 |  |  |  |  | 1
6119 | 27.5 | 15.4 |  |  |  |  | 1
6120 | 27.9 | 15.7 |  |  |  |  | 1
6121 | 25.4 | 13.2 |  |  |  |  | 1
6122 | 27 | 14.8 |  |  |  |  | 1
6123 | 22.4 | 10.2 |  |  |  |  | 1
6124 | 22.1 | 9.9 |  |  |  |  | 1
6125 | 24.2 | 12 |  |  |  |  | 1
6126 | 24.1 | 12 |  |  |  |  | 1
6127 | 24.6 | 12.4 |  |  |  |  | 1
6128 | 27.1 | 14.9 |  |  |  |  | 1
6129 | 30.4 | 18.2 |  |  |  |  | 1
6130 | 31.7 | 19.5 |  |  |  |  | 1
6131 | 34.9 | 22.7 |  |  |  |  | 1
6132 | 34.8 | 22.6 |  |  |  |  | 1
6133 | 36.9 | 24 |  |  |  |  | 1
6134 | 39.1 | 24 |  |  |  |  | 1
6135 | 39.5 | 24 |  |  |  |  | 1
6136 | 39.3 | 24 |  |  |  |  | 1
6137 | 38.4 | 24 |  |  |  |  | 1
6138 | 37.9 | 24 |  |  |  |  | 1
6139 | 38.5 | 24 |  |  |  |  | 1
6140 | 35.5 | 23.3 |  |  |  |  | 1
6141 | 34.5 | 22.3 |  |  |  |  | 1
6142 | 31.1 | 18.9 |  |  |  |  | 1
6143 | 25.5 | 13.3 |  |  |  |  | 1
6144 | 27.6 | 15.4 |  |  |  |  | 1
6145 | 26 | 13.7 |  |  |  |  | 1
6146 | 24.6 | 12.4 |  |  |  |  | 1
6147 | 23 | 10.7 |  |  |  |  | 1
6148 | 21.1 | 8.8 |  |  |  |  | 1
6149 | 22.2 | 9.9 |  |  |  |  | 1
6150 | 23.9 | 11.6 |  |  |  |  | 1
6151 | 26.7 | 14.4 |  |  |  |  | 1
6152 | 26.3 | 14.1 |  |  |  |  | 1
6153 | 32.9 | 20.7 |  |  |  |  | 1
6154 | 28 | 15.8 |  |  |  |  | 1
6155 | 33.6 | 21.3 |  |  |  |  | 1
6156 | 35.4 | 23.1 |  |  |  |  | 1
6157 | 36.9 | 24 |  |  |  |  | 1
6158 | 37.9 | 24 |  |  |  |  | 1
6159 | 38.7 | 24 |  |  |  |  | 1
6160 | 38.1 | 24 |  |  |  |  | 1
6161 | 41.2 | 24 |  |  |  |  | 1
6162 | 38.4 | 24 |  |  |  |  | 1
6163 | 34.2 | 21.9 |  |  |  |  | 1
6164 | 33.6 | 21.4 |  |  |  |  | 1
6165 | 33.2 | 21 |  |  |  |  | 1
6166 | 29.5 | 17.3 |  |  |  |  | 1
6167 | 30.4 | 18.2 |  |  |  |  | 1
6168 | 27.9 | 15.6 |  |  |  |  | 1
6169 | 23.3 | 11 |  |  |  |  | 1
6170 | 23.6 | 11.4 |  |  |  |  | 1
6171 | 22.2 | 9.9 |  |  |  |  | 1
6172 | 22.1 | 9.8 |  |  |  |  | 1
6173 | 23.6 | 11.4 |  |  |  |  | 1
6174 | 24.6 | 12.3 |  |  |  |  | 1
6175 | 24.8 | 12.5 |  |  |  |  | 1
6176 | 28.8 | 16.5 |  |  |  |  | 1
6177 | 29.7 | 17.4 |  |  |  |  | 1
6178 | 31.3 | 19 |  |  |  |  | 1
6179 | 33.6 | 21.4 |  |  |  |  | 1
6180 | 35.1 | 22.8 |  |  |  |  | 1
6181 | 38.2 | 24 |  |  |  |  | 1
6182 | 38.7 | 24 |  |  |  |  | 1
6183 | 39.3 | 24 |  |  |  |  | 1
6184 | 39.8 | 24 |  |  |  |  | 1
6185 | 39.9 | 24 |  |  |  |  | 1
6186 | 38.2 | 24 |  |  |  |  | 1
6187 | 36.4 | 24 |  |  |  |  | 1
6188 | 36.9 | 24 |  |  |  |  | 1
6189 | 32.3 | 20 |  |  |  |  | 1
6190 | 31.6 | 19.3 |  |  |  |  | 1
6191 | 28.2 | 15.9 |  |  |  |  | 1
6192 | 28.3 | 16.1 |  |  |  |  | 1
6193 | 24.4 | 12.1 |  |  |  |  | 1
6194 | 22.8 | 10.5 |  |  |  |  | 1
6195 | 23.8 | 11.5 |  |  |  |  | 1
6196 | 23.8 | 11.4 |  |  |  |  | 1
6197 | 23.4 | 11.1 |  |  |  |  | 1
6198 | 24.3 | 12 |  |  |  |  | 1
6199 | 25.1 | 12.8 |  |  |  |  | 1
6200 | 26.2 | 13.8 |  |  |  |  | 1
6201 | 29.7 | 17.3 |  |  |  |  | 1
6202 | 34 | 21.6 |  |  |  |  | 1
6203 | 33.4 | 21.1 |  |  |  |  | 1
6204 | 35 | 22.7 |  |  |  |  | 1
6205 | 37.8 | 24 |  |  |  |  | 1
6206 | 37.5 | 24 |  |  |  |  | 1
6207 | 40.3 | 24 |  |  |  |  | 1
6208 | 38.9 | 24 |  |  |  |  | 1
6209 | 39 | 24 |  |  |  |  | 1
6210 | 39.5 | 24 |  |  |  |  | 1
6211 | 36.7 | 24 |  |  |  |  | 1
6212 | 35.8 | 23.5 |  |  |  |  | 1
6213 | 33.2 | 20.9 |  |  |  |  | 1
6214 | 30.5 | 18.2 |  |  |  |  | 1
6215 | 27.2 | 14.9 |  |  |  |  | 1
6216 | 27.7 | 15.4 |  |  |  |  | 1
6217 | 24.2 | 11.8 |  |  |  |  | 1
6218 | 24.1 | 11.7 |  |  |  |  | 1
6219 | 23.1 | 10.7 |  |  |  |  | 1
6220 | 21.7 | 9.3 |  |  |  |  | 1
6221 | 22.6 | 10.3 |  |  |  |  | 1
6222 | 23.3 | 10.9 |  |  |  |  | 1
6223 | 27.1 | 14.7 |  |  |  |  | 1
6224 | 27.1 | 14.8 |  |  |  |  | 1
6225 | 27.8 | 15.4 |  |  |  |  | 1
6226 | 32.1 | 19.7 |  |  |  |  | 1
6227 | 30.5 | 18.2 |  |  |  |  | 1
6228 | 34.4 | 22 |  |  |  |  | 1
6229 | 34.7 | 22.3 |  |  |  |  | 1
6230 | 39 | 24 |  |  |  |  | 1
6231 | 38.2 | 24 |  |  |  |  | 1
6232 | 40.6 | 24 |  |  |  |  | 1
6233 | 39 | 24 |  |  |  |  | 1
6234 | 37.2 | 24 |  |  |  |  | 1
6235 | 37.9 | 24 |  |  |  |  | 1
6236 | 36.2 | 23.9 |  |  |  |  | 1
6237 | 33.3 | 21 |  |  |  |  | 1
6238 | 31.5 | 19.1 |  |  |  |  | 1
6239 | 29.3 | 16.9 |  |  |  |  | 1
6240 | 29.2 | 16.9 |  |  |  |  | 1
6241 | 22.5 | 10.1 |  |  |  |  | 1
6242 | 23.2 | 10.8 |  |  |  |  | 1
6243 | 21.3 | 8.9 |  |  |  |  | 1
6244 | 20.7 | 8.3 |  |  |  |  | 1
6245 | 23.6 | 11.1 |  |  |  |  | 1
6246 | 22.2 | 9.8 |  |  |  |  | 1
6247 | 23.7 | 11.3 |  |  |  |  | 1
6248 | 28 | 15.5 |  |  |  |  | 1
6249 | 29.1 | 16.7 |  |  |  |  | 1
6250 | 31 | 18.6 |  |  |  |  | 1
6251 | 32 | 19.6 |  |  |  |  | 1
6252 | 35.1 | 22.7 |  |  |  |  | 1
6253 | 37.2 | 24 |  |  |  |  | 1
6254 | 39.3 | 24 |  |  |  |  | 1
6255 | 37.9 | 24 |  |  |  |  | 1
6256 | 39.8 | 24 |  |  |  |  | 1
6257 | 40.5 | 24 |  |  |  |  | 1
6258 | 37.9 | 24 |  |  |  |  | 1
6259 | 36.2 | 23.8 |  |  |  |  | 1
6260 | 36.5 | 24 |  |  |  |  | 1
6261 | 32.1 | 19.6 |  |  |  |  | 1
6262 | 32.1 | 19.7 |  |  |  |  | 1
6263 | 27.8 | 15.4 |  |  |  |  | 1
6264 | 28.3 | 15.9 |  |  |  |  | 1
6265 | 25.3 | 12.8 |  |  |  |  | 1
6266 | 20.5 | 8 |  |  |  |  | 1
6267 | 20.3 | 7.9 |  |  |  |  | 1
6268 | 22 | 9.5 |  |  |  |  | 1
6269 | 21.2 | 8.8 |  |  |  |  | 1
6270 | 23.1 | 10.6 |  |  |  |  | 1
6271 | 24.1 | 11.7 |  |  |  |  | 1
6272 | 26.1 | 13.6 |  |  |  |  | 1
6273 | 27.3 | 14.8 |  |  |  |  | 1
6274 | 30.9 | 18.4 |  |  |  |  | 1
6275 | 32.9 | 20.5 |  |  |  |  | 1
6276 | 33.8 | 21.4 |  |  |  |  | 1
6277 | 37.8 | 24 |  |  |  |  | 1
6278 | 37.8 | 24 |  |  |  |  | 1
6279 | 36.5 | 24 |  |  |  |  | 1
6280 | 38.2 | 24 |  |  |  |  | 1
6281 | 36.9 | 24 |  |  |  |  | 1
6282 | 36.6 | 24 |  |  |  |  | 1
6283 | 38.2 | 24 |  |  |  |  | 1
6284 | 34.7 | 22.3 |  |  |  |  | 1
6285 | 32.9 | 20.4 |  |  |  |  | 1
6286 | 32.2 | 19.8 |  |  |  |  | 1
6287 | 28 | 15.5 |  |  |  |  | 1
6288 | 24.3 | 11.8 |  |  |  |  | 1
6289 | 24.1 | 11.6 |  |  |  |  | 1
6290 | 22.2 | 9.7 |  |  |  |  | 1
6291 | 22.8 | 10.3 |  |  |  |  | 1
6292 | 21.5 | 9 |  |  |  |  | 1
6293 | 22.7 | 10.2 |  |  |  |  | 1
6294 | 22.8 | 10.3 |  |  |  |  | 1
6295 | 24.7 | 12.2 |  |  |  |  | 1
6296 | 23.7 | 11.2 |  |  |  |  | 1
6297 | 27.8 | 15.3 |  |  |  |  | 1
6298 | 30.8 | 18.3 |  |  |  |  | 1
6299 | 34.6 | 22.1 |  |  |  |  | 1
6300 | 34.1 | 21.6 |  |  |  |  | 1
6301 | 36.4 | 23.9 |  |  |  |  | 1
6302 | 37.5 | 24 |  |  |  |  | 1
6303 | 38.5 | 24 |  |  |  |  | 1
6304 | 36.6 | 24 |  |  |  |  | 1
6305 | 40.5 | 24 |  |  |  |  | 1
6306 | 40.5 | 24 |  |  |  |  | 1
6307 | 36.2 | 23.7 |  |  |  |  | 1
6308 | 32.6 | 20.1 |  |  |  |  | 1
6309 | 33.8 | 21.3 |  |  |  |  | 1
6310 | 29.7 | 17.2 |  |  |  |  | 1
6311 | 28 | 15.5 |  |  |  |  | 1
6312 | 27.2 | 14.7 |  |  |  |  | 1
6313 | 25.1 | 12.6 |  |  |  |  | 1
6314 | 21.5 | 8.9 |  |  |  |  | 1
6315 | 21.9 | 9.4 |  |  |  |  | 1
6316 | 22.6 | 10 |  |  |  |  | 1
6317 | 20.3 | 7.8 |  |  |  |  | 1
6318 | 24 | 11.4 |  |  |  |  | 1
6319 | 24 | 11.5 |  |  |  |  | 1
6320 | 27.1 | 14.5 |  |  |  |  | 1
6321 | 27.4 | 14.8 |  |  |  |  | 1
6322 | 30.3 | 17.7 |  |  |  |  | 1
6323 | 35.1 | 22.6 |  |  |  |  | 1
6324 | 32.8 | 20.2 |  |  |  |  | 1
6325 | 38.2 | 24 |  |  |  |  | 1
6326 | 36.5 | 23.9 |  |  |  |  | 1
6327 | 39.2 | 24 |  |  |  |  | 1
6328 | 37.7 | 24 |  |  |  |  | 1
6329 | 40.7 | 24 |  |  |  |  | 1
6330 | 36.6 | 24 |  |  |  |  | 1
6331 | 36.6 | 24 |  |  |  |  | 1
6332 | 36 | 23.5 |  |  |  |  | 1
6333 | 33.4 | 20.9 |  |  |  |  | 1
6334 | 31.8 | 19.2 |  |  |  |  | 1
6335 | 27.7 | 15.1 |  |  |  |  | 1
6336 | 27.2 | 14.6 |  |  |  |  | 1
6337 | 23 | 10.4 |  |  |  |  | 1
6338 | 22.1 | 9.5 |  |  |  |  | 1
6339 | 22.4 | 9.8 |  |  |  |  | 1
6340 | 21.4 | 8.8 |  |  |  |  | 1
6341 | 23.4 | 10.8 |  |  |  |  | 1
6342 | 23.3 | 10.7 |  |  |  |  | 1
6343 | 25 | 12.4 |  |  |  |  | 1
6344 | 28.2 | 15.6 |  |  |  |  | 1
6345 | 26 | 13.4 |  |  |  |  | 1
6346 | 29.8 | 17.3 |  |  |  |  | 1
6347 | 33.4 | 20.8 |  |  |  |  | 1
6348 | 33.9 | 21.3 |  |  |  |  | 1
6349 | 37.5 | 24 |  |  |  |  | 1
6350 | 36.5 | 23.9 |  |  |  |  | 1
6351 | 37.4 | 24 |  |  |  |  | 1
6352 | 38 | 24 |  |  |  |  | 1
6353 | 39 | 24 |  |  |  |  | 1
6354 | 38.1 | 24 |  |  |  |  | 1
6355 | 35.8 | 23.2 |  |  |  |  | 1
6356 | 36.4 | 23.8 |  |  |  |  | 1
6357 | 32.2 | 19.6 |  |  |  |  | 1
6358 | 30.4 | 17.8 |  |  |  |  | 1
6359 | 25.9 | 13.3 |  |  |  |  | 1
6360 | 25.4 | 12.8 |  |  |  |  | 1
6361 | 23.5 | 10.8 |  |  |  |  | 1
6362 | 23.9 | 11.2 |  |  |  |  | 1
6363 | 21.6 | 9 |  |  |  |  | 1
6364 | 20.2 | 7.5 |  |  |  |  | 1
6365 | 21.4 | 8.8 |  |  |  |  | 1
6366 | 19.6 | 7 |  |  |  |  | 1
6367 | 21.2 | 8.6 |  |  |  |  | 1
6368 | 25.7 | 13 |  |  |  |  | 1
6369 | 27.6 | 14.9 |  |  |  |  | 1
6370 | 30.1 | 17.5 |  |  |  |  | 1
6371 | 32 | 19.4 |  |  |  |  | 1
6372 | 35.8 | 23.2 |  |  |  |  | 1
6373 | 36.2 | 23.6 |  |  |  |  | 1
6374 | 37.4 | 24 |  |  |  |  | 1
6375 | 37.9 | 24 |  |  |  |  | 1
6376 | 37.5 | 24 |  |  |  |  | 1
6377 | 38.8 | 24 |  |  |  |  | 1
6378 | 38.1 | 24 |  |  |  |  | 1
6379 | 35.5 | 22.9 |  |  |  |  | 1
6380 | 33.6 | 21 |  |  |  |  | 1
6381 | 34 | 21.4 |  |  |  |  | 1
6382 | 28.1 | 15.5 |  |  |  |  | 1
6383 | 29.1 | 16.5 |  |  |  |  | 1
6384 | 24 | 11.4 |  |  |  |  | 1
6385 | 23.2 | 10.5 |  |  |  |  | 1
6386 | 20.6 | 7.9 |  |  |  |  | 1
6387 | 21.1 | 8.4 |  |  |  |  | 1
6388 | 19.8 | 7.1 |  |  |  |  | 1
6389 | 21.1 | 8.4 |  |  |  |  | 1
6390 | 24 | 11.3 |  |  |  |  | 1
6391 | 22.5 | 9.8 |  |  |  |  | 1
6392 | 26.4 | 13.7 |  |  |  |  | 1
6393 | 26 | 13.3 |  |  |  |  | 1
6394 | 28 | 15.4 |  |  |  |  | 1
6395 | 33.5 | 20.8 |  |  |  |  | 1
6396 | 34.6 | 21.9 |  |  |  |  | 1
6397 | 37 | 24 |  |  |  |  | 1
6398 | 36.5 | 23.8 |  |  |  |  | 1
6399 | 39.1 | 24 |  |  |  |  | 1
6400 | 39.4 | 24 |  |  |  |  | 1
6401 | 38.9 | 24 |  |  |  |  | 1
6402 | 37.4 | 24 |  |  |  |  | 1
6403 | 36.6 | 23.9 |  |  |  |  | 1
6404 | 31.3 | 18.6 |  |  |  |  | 1
6405 | 31.7 | 19.1 |  |  |  |  | 1
6406 | 32.1 | 19.4 |  |  |  |  | 1
6407 | 27.7 | 15.1 |  |  |  |  | 1
6408 | 24 | 11.3 |  |  |  |  | 1
6409 | 23.4 | 10.7 |  |  |  |  | 1
6410 | 20.2 | 7.5 |  |  |  |  | 1
6411 | 22.1 | 9.4 |  |  |  |  | 1
6412 | 18.5 | 5.7 |  |  |  |  | 1
6413 | 20.3 | 7.6 |  |  |  |  | 1
6414 | 22.9 | 10.2 |  |  |  |  | 1
6415 | 24.7 | 12 |  |  |  |  | 1
6416 | 25.1 | 12.4 |  |  |  |  | 1
6417 | 26.2 | 13.4 |  |  |  |  | 1
6418 | 29.4 | 16.7 |  |  |  |  | 1
6419 | 33.2 | 20.5 |  |  |  |  | 1
6420 | 32.5 | 19.7 |  |  |  |  | 1
6421 | 34.4 | 21.7 |  |  |  |  | 1
6422 | 36.8 | 24 |  |  |  |  | 1
6423 | 37.4 | 24 |  |  |  |  | 1
6424 | 39.1 | 24 |  |  |  |  | 1
6425 | 37.5 | 24 |  |  |  |  | 1
6426 | 37.3 | 24 |  |  |  |  | 1
6427 | 38.5 | 24 |  |  |  |  | 1
6428 | 34.1 | 21.4 |  |  |  |  | 1
6429 | 32.1 | 19.4 |  |  |  |  | 1
6430 | 28 | 15.3 |  |  |  |  | 1
6431 | 25.7 | 12.9 |  |  |  |  | 1
6432 | 25.8 | 13.1 |  |  |  |  | 1
6433 | 22 | 9.2 |  |  |  |  | 1
6434 | 20.8 | 8.1 |  |  |  |  | 1
6435 | 21.5 | 8.7 |  |  |  |  | 1
6436 | 23.5 | 10.7 |  |  |  |  | 1
6437 | 22.3 | 9.6 |  |  |  |  | 1
6438 | 21.1 | 8.3 |  |  |  |  | 1
6439 | 22.4 | 9.7 |  |  |  |  | 1
6440 | 23.5 | 10.8 |  |  |  |  | 1
6441 | 23.9 | 11.1 |  |  |  |  | 1
6442 | 29.4 | 16.6 |  |  |  |  | 1
6443 | 32 | 19.2 |  |  |  |  | 1
6444 | 34.2 | 21.5 |  |  |  |  | 1
6445 | 35.2 | 22.4 |  |  |  |  | 1
6446 | 36.3 | 23.5 |  |  |  |  | 1
6447 | 36.7 | 23.9 |  |  |  |  | 1
6448 | 39.2 | 24 |  |  |  |  | 1
6449 | 37.7 | 24 |  |  |  |  | 1
6450 | 38.4 | 24 |  |  |  |  | 1
6451 | 36.7 | 23.9 |  |  |  |  | 1
6452 | 33.9 | 21.1 |  |  |  |  | 1
6453 | 32.2 | 19.4 |  |  |  |  | 1
6454 | 31.4 | 18.7 |  |  |  |  | 1
6455 | 25.5 | 12.7 |  |  |  |  | 1
6456 | 25.3 | 12.5 |  |  |  |  | 1
6457 | 21.8 | 9 |  |  |  |  | 1
6458 | 22.4 | 9.6 |  |  |  |  | 1
6459 | 19.4 | 6.6 |  |  |  |  | 1
6460 | 19.9 | 7.1 |  |  |  |  | 1
6461 | 20.8 | 7.9 |  |  |  |  | 1
6462 | 18.7 | 5.9 |  |  |  |  | 1
6463 | 23.9 | 11.1 |  |  |  |  | 1
6464 | 24.1 | 11.2 |  |  |  |  | 1
6465 | 28 | 15.1 |  |  |  |  | 1
6466 | 31.7 | 18.9 |  |  |  |  | 1
6467 | 29.5 | 16.7 |  |  |  |  | 1
6468 | 31.5 | 18.7 |  |  |  |  | 1
6469 | 34.4 | 21.6 |  |  |  |  | 1
6470 | 36.9 | 24 |  |  |  |  | 1
6471 | 37.8 | 24 |  |  |  |  | 1
6472 | 36.3 | 23.5 |  |  |  |  | 1
6473 | 36.9 | 24 |  |  |  |  | 1
6474 | 37.5 | 24 |  |  |  |  | 1
6475 | 35.1 | 22.3 |  |  |  |  | 1
6476 | 33.3 | 20.4 |  |  |  |  | 1
6477 | 30.6 | 17.8 |  |  |  |  | 1
6478 | 31.7 | 18.9 |  |  |  |  | 1
6479 | 24.1 | 11.3 |  |  |  |  | 1
6480 | 25 | 12.2 |  |  |  |  | 1
6481 | 22.6 | 9.7 |  |  |  |  | 1
6482 | 20 | 7.2 |  |  |  |  | 1
6483 | 21 | 8.1 |  |  |  |  | 1
6484 | 20 | 7.1 |  |  |  |  | 1
6485 | 21 | 8.2 |  |  |  |  | 1
6486 | 19.7 | 6.8 |  |  |  |  | 1
6487 | 23.9 | 11 |  |  |  |  | 1
6488 | 26 | 13.1 |  |  |  |  | 1
6489 | 27 | 14.1 |  |  |  |  | 1
6490 | 26.7 | 13.9 |  |  |  |  | 1
6491 | 32.5 | 19.6 |  |  |  |  | 1
6492 | 31.7 | 18.8 |  |  |  |  | 1
6493 | 34.4 | 21.5 |  |  |  |  | 1
6494 | 34.9 | 22 |  |  |  |  | 1
6495 | 37.1 | 24 |  |  |  |  | 1
6496 | 38.2 | 24 |  |  |  |  | 1
6497 | 37.2 | 24 |  |  |  |  | 1
6498 | 36.2 | 23.3 |  |  |  |  | 1
6499 | 35.6 | 22.7 |  |  |  |  | 1
6500 | 32.4 | 19.6 |  |  |  |  | 1
6501 | 32.5 | 19.6 |  |  |  |  | 1
6502 | 30.7 | 17.9 |  |  |  |  | 1
6503 | 28.4 | 15.5 |  |  |  |  | 1
6504 | 24.9 | 12 |  |  |  |  | 1
6505 | 23.3 | 10.4 |  |  |  |  | 1
6506 | 21.7 | 8.8 |  |  |  |  | 1
6507 | 22.1 | 9.1 |  |  |  |  | 1
6508 | 18.9 | 6 |  |  |  |  | 1
6509 | 20.5 | 7.6 |  |  |  |  | 1
6510 | 20.9 | 8 |  |  |  |  | 1
6511 | 21.9 | 9 |  |  |  |  | 1
6512 | 23.3 | 10.4 |  |  |  |  | 1
6513 | 28.2 | 15.3 |  |  |  |  | 1
6514 | 27.5 | 14.6 |  |  |  |  | 1
6515 | 29.5 | 16.6 |  |  |  |  | 1
6516 | 33.5 | 20.6 |  |  |  |  | 1
6517 | 33.4 | 20.5 |  |  |  |  | 1
6518 | 37 | 24 |  |  |  |  | 1
6519 | 35.9 | 23 |  |  |  |  | 1
6520 | 37 | 24 |  |  |  |  | 1
6521 | 38 | 24 |  |  |  |  | 1
6522 | 34 | 21.1 |  |  |  |  | 1
6523 | 37.2 | 24 |  |  |  |  | 1
6524 | 32.5 | 19.6 |  |  |  |  | 1
6525 | 29.3 | 16.4 |  |  |  |  | 1
6526 | 30.1 | 17.2 |  |  |  |  | 1
6527 | 26.1 | 13.2 |  |  |  |  | 1
6528 | 23.2 | 10.3 |  |  |  |  | 1
6529 | 22.8 | 9.9 |  |  |  |  | 1
6530 | 18.7 | 5.8 |  |  |  |  | 1
6531 | 21.4 | 8.5 |  |  |  |  | 1
6532 | 18.8 | 5.8 |  |  |  |  | 1
6533 | 19.1 | 6.1 |  |  |  |  | 1
6534 | 21 | 8 |  |  |  |  | 1
6535 | 22.1 | 9.1 |  |  |  |  | 1
6536 | 25.1 | 12.1 |  |  |  |  | 1
6537 | 24.9 | 11.9 |  |  |  |  | 1
6538 | 30.4 | 17.4 |  |  |  |  | 1
6539 | 29.8 | 16.8 |  |  |  |  | 1
6540 | 33.8 | 20.8 |  |  |  |  | 1
6541 | 34.9 | 21.9 |  |  |  |  | 1
6542 | 35.8 | 22.8 |  |  |  |  | 1
6543 | 35.6 | 22.6 |  |  |  |  | 1
6544 | 35.5 | 22.5 |  |  |  |  | 1
6545 | 36.2 | 23.2 |  |  |  |  | 1
6546 | 35.5 | 22.6 |  |  |  |  | 1
6547 | 33.8 | 20.8 |  |  |  |  | 1
6548 | 32.5 | 19.5 |  |  |  |  | 1
6549 | 30.7 | 17.8 |  |  |  |  | 1
6550 | 27.8 | 14.9 |  |  |  |  | 1
6551 | 24.4 | 11.5 |  |  |  |  | 1
6552 | 25.4 | 12.4 |  |  |  |  | 1
6553 | 23.1 | 10.1 |  |  |  |  | 1
6554 | 20.6 | 7.6 |  |  |  |  | 1
6555 | 19.1 | 6.1 |  |  |  |  | 1
6556 | 17.5 | 5 |  |  |  |  | 1
6557 | 20.6 | 7.5 |  |  |  |  | 1
6558 | 21.4 | 8.4 |  |  |  |  | 1
6559 | 19.8 | 6.8 |  |  |  |  | 1
6560 | 24.5 | 11.5 |  |  |  |  | 1
6561 | 25.9 | 12.9 |  |  |  |  | 1
6562 | 26.8 | 13.8 |  |  |  |  | 1
6563 | 30 | 17 |  |  |  |  | 1
6564 | 34.3 | 21.3 |  |  |  |  | 1
6565 | 34.2 | 21.2 |  |  |  |  | 1
6566 | 34.9 | 21.9 |  |  |  |  | 1
6567 | 36 | 23 |  |  |  |  | 1
6568 | 36 | 23 |  |  |  |  | 1
6569 | 35.6 | 22.6 |  |  |  |  | 1
6570 | 35.8 | 22.8 |  |  |  |  | 1
6571 | 31.8 | 18.8 |  |  |  |  | 1
6572 | 31.3 | 18.2 |  |  |  |  | 1
6573 | 30.2 | 17.2 |  |  |  |  | 1
6574 | 29.1 | 16.1 |  |  |  |  | 1
6575 | 27.5 | 14.5 |  |  |  |  | 1
6576 | 25.5 | 12.5 |  |  |  |  | 1
6577 | 20.4 | 7.4 |  |  |  |  | 1
6578 | 19.3 | 6.2 |  |  |  |  | 1
6579 | 16.6 | 5 |  |  |  |  | 1
6580 | 19.8 | 6.7 |  |  |  |  | 1
6581 | 21 | 7.9 |  |  |  |  | 1
6582 | 19.6 | 6.5 |  |  |  |  | 1
6583 | 23.8 | 10.7 |  |  |  |  | 1
6584 | 23.8 | 10.8 |  |  |  |  | 1
6585 | 26.4 | 13.3 |  |  |  |  | 1
6586 | 29.3 | 16.3 |  |  |  |  | 1
6587 | 30.3 | 17.2 |  |  |  |  | 1
6588 | 29.7 | 16.7 |  |  |  |  | 1
6589 | 34.5 | 21.4 |  |  |  |  | 1
6590 | 36.8 | 23.7 |  |  |  |  | 1
6591 | 35.6 | 22.5 |  |  |  |  | 1
6592 | 37.3 | 24 |  |  |  |  | 1
6593 | 36.3 | 23.2 |  |  |  |  | 1
6594 | 34.9 | 21.9 |  |  |  |  | 1
6595 | 33.6 | 20.5 |  |  |  |  | 1
6596 | 33.7 | 20.6 |  |  |  |  | 1
6597 | 29.5 | 16.4 |  |  |  |  | 1
6598 | 28.8 | 15.7 |  |  |  |  | 1
6599 | 24.9 | 11.8 |  |  |  |  | 1
6600 | 22.4 | 9.3 |  |  |  |  | 1
6601 | 20.6 | 7.5 |  |  |  |  | 1
6602 | 20.6 | 7.5 |  |  |  |  | 1
6603 | 20.9 | 7.7 |  |  |  |  | 1
6604 | 21.5 | 8.4 |  |  |  |  | 1
6605 | 19.1 | 6 |  |  |  |  | 1
6606 | 19.2 | 6.1 |  |  |  |  | 1
6607 | 21.1 | 8 |  |  |  |  | 1
6608 | 23.9 | 10.8 |  |  |  |  | 1
6609 | 22.9 | 9.8 |  |  |  |  | 1
6610 | 27.9 | 14.8 |  |  |  |  | 1
6611 | 29.3 | 16.1 |  |  |  |  | 1
6612 | 32.8 | 19.7 |  |  |  |  | 1
6613 | 32.1 | 19 |  |  |  |  | 1
6614 | 35.8 | 22.7 |  |  |  |  | 1
6615 | 35.4 | 22.3 |  |  |  |  | 1
6616 | 37.2 | 24 |  |  |  |  | 1
6617 | 36.4 | 23.3 |  |  |  |  | 1
6618 | 34.5 | 21.4 |  |  |  |  | 1
6619 | 32.7 | 19.6 |  |  |  |  | 1
6620 | 34.3 | 21.2 |  |  |  |  | 1
6621 | 31.4 | 18.3 |  |  |  |  | 1
6622 | 27.2 | 14.1 |  |  |  |  | 1
6623 | 26.2 | 13.1 |  |  |  |  | 1
6624 | 20.7 | 7.6 |  |  |  |  | 1
6625 | 21.2 | 8 |  |  |  |  | 1
6626 | 21.2 | 8.1 |  |  |  |  | 1
6627 | 17.9 | 5 |  |  |  |  | 1
6628 | 18.7 | 5.5 |  |  |  |  | 1
6629 | 19.5 | 6.3 |  |  |  |  | 1
6630 | 20.3 | 7.1 |  |  |  |  | 1
6631 | 21.4 | 8.2 |  |  |  |  | 1
6632 | 23.1 | 9.9 |  |  |  |  | 1
6633 | 24.2 | 11.1 |  |  |  |  | 1
6634 | 27.8 | 14.6 |  |  |  |  | 1
6635 | 28.4 | 15.3 |  |  |  |  | 1
6636 | 31.5 | 18.4 |  |  |  |  | 1
6637 | 33.5 | 20.3 |  |  |  |  | 1
6638 | 35 | 21.9 |  |  |  |  | 1
6639 | 36 | 22.8 |  |  |  |  | 1
6640 | 37.6 | 24 |  |  |  |  | 1
6641 | 36.4 | 23.2 |  |  |  |  | 1
6642 | 36.2 | 23 |  |  |  |  | 1
6643 | 36.3 | 23.1 |  |  |  |  | 1
6644 | 33.3 | 20.2 |  |  |  |  | 1
6645 | 29.5 | 16.3 |  |  |  |  | 1
6646 | 27 | 13.8 |  |  |  |  | 1
6647 | 26 | 12.8 |  |  |  |  | 1
6648 | 23.4 | 10.2 |  |  |  |  | 1
6649 | 19.5 | 6.3 |  |  |  |  | 1
6650 | 19.5 | 6.3 |  |  |  |  | 1
6651 | 17.5 | 5 |  |  |  |  | 1
6652 | 19.1 | 5.9 |  |  |  |  | 1
6653 | 18.6 | 5.4 |  |  |  |  | 1
6654 | 19.7 | 6.5 |  |  |  |  | 1
6655 | 21.9 | 8.6 |  |  |  |  | 1
6656 | 22.2 | 9 |  |  |  |  | 1
6657 | 25.4 | 12.1 |  |  |  |  | 1
6658 | 27.5 | 14.3 |  |  |  |  | 1
6659 | 29.1 | 15.9 |  |  |  |  | 1
6660 | 30.6 | 17.4 |  |  |  |  | 1
6661 | 32 | 18.8 |  |  |  |  | 1
6662 | 34.7 | 21.5 |  |  |  |  | 1
6663 | 36.1 | 22.9 |  |  |  |  | 1
6664 | 37.4 | 24 |  |  |  |  | 1
6665 | 35.3 | 22.1 |  |  |  |  | 1
6666 | 35.7 | 22.5 |  |  |  |  | 1
6667 | 32.7 | 19.5 |  |  |  |  | 1
6668 | 31.9 | 18.7 |  |  |  |  | 1
6669 | 29.5 | 16.3 |  |  |  |  | 1
6670 | 27.9 | 14.7 |  |  |  |  | 1
6671 | 23 | 9.8 |  |  |  |  | 1
6672 | 20.7 | 7.5 |  |  |  |  | 1
6673 | 22.6 | 9.3 |  |  |  |  | 1
6674 | 17.8 | 5 |  |  |  |  | 1
6675 | 17.5 | 5 |  |  |  |  | 1
6676 | 16.8 | 5 |  |  |  |  | 1
6677 | 18.2 | 5 |  |  |  |  | 1
6678 | 19.1 | 5.8 |  |  |  |  | 1
6679 | 20.7 | 7.4 |  |  |  |  | 1
6680 | 23.6 | 10.3 |  |  |  |  | 1
6681 | 27.3 | 14 |  |  |  |  | 1
6682 | 26.8 | 13.5 |  |  |  |  | 1
6683 | 25.1 | 11.8 |  |  |  |  | 1
6684 | 33 | 19.8 |  |  |  |  | 1
6685 | 31.7 | 18.5 |  |  |  |  | 1
6686 | 36.5 | 23.3 |  |  |  |  | 1
6687 | 35.4 | 22.2 |  |  |  |  | 1
6688 | 36.4 | 23.1 |  |  |  |  | 1
6689 | 37 | 23.7 |  |  |  |  | 1
6690 | 35.1 | 21.8 |  |  |  |  | 1
6691 | 31.1 | 17.8 |  |  |  |  | 1
6692 | 31.9 | 18.7 |  |  |  |  | 1
6693 | 28.3 | 15 |  |  |  |  | 1
6694 | 28 | 14.8 |  |  |  |  | 1
6695 | 22.7 | 9.5 |  |  |  |  | 1
6696 | 22.2 | 9 |  |  |  |  | 1
6697 | 21.4 | 8.1 |  |  |  |  | 1
6698 | 17.4 | 5 |  |  |  |  | 1
6699 | 18.1 | 5 |  |  |  |  | 1
6700 | 19.6 | 6.3 |  |  |  |  | 1
6701 | 17.9 | 5 |  |  |  |  | 1
6702 | 20.3 | 7 |  |  |  |  | 1
6703 | 20.7 | 7.4 |  |  |  |  | 1
6704 | 25.1 | 11.8 |  |  |  |  | 1
6705 | 24.2 | 10.9 |  |  |  |  | 1
6706 | 26.8 | 13.5 |  |  |  |  | 1
6707 | 29.2 | 15.9 |  |  |  |  | 1
6708 | 31.8 | 18.5 |  |  |  |  | 1
6709 | 35.2 | 21.9 |  |  |  |  | 1
6710 | 36.6 | 23.3 |  |  |  |  | 1
6711 | 36 | 22.7 |  |  |  |  | 1
6712 | 34.9 | 21.6 |  |  |  |  | 1
6713 | 32.7 | 19.4 |  |  |  |  | 1
6714 | 34.2 | 20.9 |  |  |  |  | 1
6715 | 33.3 | 19.9 |  |  |  |  | 1
6716 | 30.2 | 16.8 |  |  |  |  | 1
6717 | 28.3 | 15 |  |  |  |  | 1
6718 | 28.2 | 14.9 |  |  |  |  | 1
6719 | 23.4 | 10.1 |  |  |  |  | 1
6720 | 22.2 | 8.9 |  |  |  |  | 1
6721 | 21.5 | 8.1 |  |  |  |  | 1
6722 | 19.1 | 5.8 |  |  |  |  | 1
6723 | 17.8 | 5 |  |  |  |  | 1
6724 | 17.3 | 5 |  |  |  |  | 1
6725 | 18.1 | 5 |  |  |  |  | 1
6726 | 16.1 | 5 |  |  |  |  | 1
6727 | 22.1 | 8.8 |  |  |  |  | 1
6728 | 20.9 | 7.5 |  |  |  |  | 1
6729 | 23.3 | 10 |  |  |  |  | 1
6730 | 28.4 | 15.1 |  |  |  |  | 1
6731 | 31 | 17.7 |  |  |  |  | 1
6732 | 31.7 | 18.4 |  |  |  |  | 1
6733 | 33.4 | 20.1 |  |  |  |  | 1
6734 | 35.4 | 22.1 |  |  |  |  | 1
6735 | 35.5 | 22.2 |  |  |  |  | 1
6736 | 35.3 | 21.9 |  |  |  |  | 1
6737 | 33.5 | 20.1 |  |  |  |  | 1
6738 | 33.4 | 20.1 |  |  |  |  | 1
6739 | 32 | 18.6 |  |  |  |  | 1
6740 | 31.4 | 18 |  |  |  |  | 1
6741 | 29.2 | 15.9 |  |  |  |  | 1
6742 | 27.6 | 14.2 |  |  |  |  | 1
6743 | 23.6 | 10.2 |  |  |  |  | 1
6744 | 22.7 | 9.3 |  |  |  |  | 1
6745 | 21 | 7.6 |  |  |  |  | 1
6746 | 19.2 | 5.8 |  |  |  |  | 1
6747 | 17.8 | 5 |  |  |  |  | 1
6748 | 18.5 | 5.1 |  |  |  |  | 1
6749 | 16.4 | 5 |  |  |  |  | 1
6750 | 16.8 | 5 |  |  |  |  | 1
6751 | 19.6 | 6.2 |  |  |  |  | 1
6752 | 21.2 | 7.8 |  |  |  |  | 1
6753 | 23.2 | 9.8 |  |  |  |  | 1
6754 | 26.7 | 13.3 |  |  |  |  | 1
6755 | 29.1 | 15.7 |  |  |  |  | 1
6756 | 30.4 | 17 |  |  |  |  | 1
6757 | 34.3 | 20.9 |  |  |  |  | 1
6758 | 33.8 | 20.4 |  |  |  |  | 1
6759 | 35.3 | 21.9 |  |  |  |  | 1
6760 | 34.6 | 21.2 |  |  |  |  | 1
6761 | 34.8 | 21.4 |  |  |  |  | 1
6762 | 33.8 | 20.4 |  |  |  |  | 1
6763 | 32.8 | 19.4 |  |  |  |  | 1
6764 | 30.2 | 16.8 |  |  |  |  | 1
6765 | 27.6 | 14.2 |  |  |  |  | 1
6766 | 25.8 | 12.4 |  |  |  |  | 1
6767 | 23.7 | 10.3 |  |  |  |  | 1
6768 | 20.9 | 7.4 |  |  |  |  | 1
6769 | 20.1 | 6.7 |  |  |  |  | 1
6770 | 19.2 | 5.7 |  |  |  |  | 1
6771 | 19.9 | 6.4 |  |  |  |  | 1
6772 | 16.1 | 5 |  |  |  |  | 1
6773 | 18.9 | 5.4 |  |  |  |  | 1
6774 | 18.7 | 5.2 |  |  |  |  | 1
6775 | 19.9 | 6.5 |  |  |  |  | 1
6776 | 23 | 9.5 |  |  |  |  | 1
6777 | 22.6 | 9.1 |  |  |  |  | 1
6778 | 26.6 | 13.1 |  |  |  |  | 1
6779 | 30.8 | 17.3 |  |  |  |  | 1
6780 | 30.3 | 16.8 |  |  |  |  | 1
6781 | 33.9 | 20.4 |  |  |  |  | 1
6782 | 34.3 | 20.8 |  |  |  |  | 1
6783 | 32.8 | 19.3 |  |  |  |  | 1
6784 | 35.2 | 21.7 |  |  |  |  | 1
6785 | 35.9 | 22.5 |  |  |  |  | 1
6786 | 31.4 | 18 |  |  |  |  | 1
6787 | 32.1 | 18.6 |  |  |  |  | 1
6788 | 31.2 | 17.7 |  |  |  |  | 1
6789 | 28.5 | 15 |  |  |  |  | 1
6790 | 26 | 12.5 |  |  |  |  | 1
6791 | 25.3 | 11.8 |  |  |  |  | 1
6792 | 21.9 | 8.5 |  |  |  |  | 1
6793 | 21.4 | 7.9 |  |  |  |  | 1
6794 | 20.1 | 6.6 |  |  |  |  | 1
6795 | 15.1 | 5 |  |  |  |  | 1
6796 | 17.2 | 5 |  |  |  |  | 1
6797 | 18.1 | 5 |  |  |  |  | 1
6798 | 17.4 | 5 |  |  |  |  | 1
6799 | 21.1 | 7.5 |  |  |  |  | 1
6800 | 22.3 | 8.8 |  |  |  |  | 1
6801 | 23.6 | 10.1 |  |  |  |  | 1
6802 | 28.1 | 14.5 |  |  |  |  | 1
6803 | 28.3 | 14.8 |  |  |  |  | 1
6804 | 31.4 | 17.9 |  |  |  |  | 1
6805 | 30.5 | 17 |  |  |  |  | 1
6806 | 32 | 18.4 |  |  |  |  | 1
6807 | 33.9 | 20.4 |  |  |  |  | 1
6808 | 35 | 21.5 |  |  |  |  | 1
6809 | 34.1 | 20.6 |  |  |  |  | 1
6810 | 32.1 | 18.6 |  |  |  |  | 1
6811 | 34.3 | 20.8 |  |  |  |  | 1
6812 | 32.3 | 18.8 |  |  |  |  | 1
6813 | 29 | 15.5 |  |  |  |  | 1
6814 | 25 | 11.5 |  |  |  |  | 1
6815 | 26.1 | 12.6 |  |  |  |  | 1
6816 | 19.7 | 6.2 |  |  |  |  | 1
6817 | 20.3 | 6.7 |  |  |  |  | 1
6818 | 15.4 | 5 |  |  |  |  | 1
6819 | 16 | 5 |  |  |  |  | 1
6820 | 15.4 | 5 |  |  |  |  | 1
6821 | 18.1 | 5 |  |  |  |  | 1
6822 | 18.7 | 5.1 |  |  |  |  | 1
6823 | 19.7 | 6.1 |  |  |  |  | 1
6824 | 22.8 | 9.2 |  |  |  |  | 1
6825 | 21.7 | 8.2 |  |  |  |  | 1
6826 | 26.1 | 12.5 |  |  |  |  | 1
6827 | 26.6 | 13 |  |  |  |  | 1
6828 | 29.5 | 16 |  |  |  |  | 1
6829 | 31.8 | 18.3 |  |  |  |  | 1
6830 | 33.4 | 19.9 |  |  |  |  | 1
6831 | 34 | 20.4 |  |  |  |  | 1
6832 | 34.8 | 21.2 |  |  |  |  | 1
6833 | 33.4 | 19.8 |  |  |  |  | 1
6834 | 32.7 | 19.1 |  |  |  |  | 1
6835 | 31.9 | 18.4 |  |  |  |  | 1
6836 | 29.2 | 15.7 |  |  |  |  | 1
6837 | 27.2 | 13.6 |  |  |  |  | 1
6838 | 24.3 | 10.7 |  |  |  |  | 1
6839 | 23.8 | 10.2 |  |  |  |  | 1
6840 | 19.7 | 6.1 |  |  |  |  | 1
6841 | 21.5 | 7.9 |  |  |  |  | 1
6842 | 18 | 5 |  |  |  |  | 1
6843 | 18.1 | 5 |  |  |  |  | 1
6844 | 14.3 | 5 |  |  |  |  | 1
6845 | 16.2 | 5 |  |  |  |  | 1
6846 | 18.9 | 5.3 |  |  |  |  | 1
6847 | 19.5 | 5.9 |  |  |  |  | 1
6848 | 20.4 | 6.8 |  |  |  |  | 1
6849 | 24.6 | 11 |  |  |  |  | 1
6850 | 25.5 | 11.8 |  |  |  |  | 1
6851 | 25.6 | 11.9 |  |  |  |  | 1
6852 | 30.8 | 17.2 |  |  |  |  | 1
6853 | 31.8 | 18.1 |  |  |  |  | 1
6854 | 34.6 | 21 |  |  |  |  | 1
6855 | 35.3 | 21.7 |  |  |  |  | 1
6856 | 33.5 | 19.9 |  |  |  |  | 1
6857 | 32 | 18.4 |  |  |  |  | 1
6858 | 35.5 | 21.9 |  |  |  |  | 1
6859 | 33 | 19.4 |  |  |  |  | 1
6860 | 30.9 | 17.3 |  |  |  |  | 1
6861 | 25.8 | 12.2 |  |  |  |  | 1
6862 | 26.9 | 13.2 |  |  |  |  | 1
6863 | 22.4 | 8.8 |  |  |  |  | 1
6864 | 21.1 | 7.5 |  |  |  |  | 1
6865 | 18.9 | 5.3 |  |  |  |  | 1
6866 | 16.6 | 5 |  |  |  |  | 1
6867 | 17.4 | 5 |  |  |  |  | 1
6868 | 14.7 | 5 |  |  |  |  | 1
6869 | 16.3 | 5 |  |  |  |  | 1
6870 | 16.5 | 5 |  |  |  |  | 1
6871 | 21.5 | 7.9 |  |  |  |  | 1
6872 | 20.8 | 7.1 |  |  |  |  | 1
6873 | 26.6 | 12.9 |  |  |  |  | 1
6874 | 24.2 | 10.5 |  |  |  |  | 1
6875 | 27.4 | 13.7 |  |  |  |  | 1
6876 | 27.9 | 14.2 |  |  |  |  | 1
6877 | 31.9 | 18.2 |  |  |  |  | 1
6878 | 32.1 | 18.4 |  |  |  |  | 1
6879 | 34.3 | 20.6 |  |  |  |  | 1
6880 | 31.5 | 17.8 |  |  |  |  | 1
6881 | 34 | 20.3 |  |  |  |  | 1
6882 | 33.1 | 19.4 |  |  |  |  | 1
6883 | 31 | 17.3 |  |  |  |  | 1
6884 | 28.2 | 14.6 |  |  |  |  | 1
6885 | 28.2 | 14.5 |  |  |  |  | 1
6886 | 25.8 | 12.1 |  |  |  |  | 1
6887 | 23.3 | 9.7 |  |  |  |  | 1
6888 | 21.2 | 7.5 |  |  |  |  | 1
6889 | 19.3 | 5.6 |  |  |  |  | 1
6890 | 17 | 5 |  |  |  |  | 1
6891 | 14 | 5 |  |  |  |  | 1
6892 | 16.5 | 5 |  |  |  |  | 1
6893 | 16.3 | 5 |  |  |  |  | 1
6894 | 16.7 | 5 |  |  |  |  | 1
6895 | 17.9 | 5 |  |  |  |  | 1
6896 | 22.4 | 8.6 |  |  |  |  | 1
6897 | 21.2 | 7.5 |  |  |  |  | 1
6898 | 26.1 | 12.4 |  |  |  |  | 1
6899 | 28.7 | 15 |  |  |  |  | 1
6900 | 27.6 | 13.9 |  |  |  |  | 1
6901 | 30.9 | 17.1 |  |  |  |  | 1
6902 | 32.9 | 19.2 |  |  |  |  | 1
6903 | 34.6 | 20.9 |  |  |  |  | 1
6904 | 32.8 | 19.1 |  |  |  |  | 1
6905 | 35.1 | 21.3 |  |  |  |  | 1
6906 | 32.3 | 18.6 |  |  |  |  | 1
6907 | 34 | 20.3 |  |  |  |  | 1
6908 | 29.7 | 16 |  |  |  |  | 1
6909 | 27 | 13.3 |  |  |  |  | 1
6910 | 27.3 | 13.6 |  |  |  |  | 1
6911 | 23.6 | 9.9 |  |  |  |  | 1
6912 | 21.2 | 7.5 |  |  |  |  | 1
6913 | 16.3 | 5 |  |  |  |  | 1
6914 | 16.1 | 5 |  |  |  |  | 1
6915 | 15 | 5 |  |  |  |  | 1
6916 | 15.4 | 5 |  |  |  |  | 1
6917 | 18.9 | 5.2 |  |  |  |  | 1
6918 | 17.1 | 5 |  |  |  |  | 1
6919 | 16.8 | 5 |  |  |  |  | 1
6920 | 21.6 | 7.8 |  |  |  |  | 1
6921 | 23.6 | 9.8 |  |  |  |  | 1
6922 | 25 | 11.2 |  |  |  |  | 1
6923 | 27.9 | 14.1 |  |  |  |  | 1
6924 | 29 | 15.3 |  |  |  |  | 1
6925 | 30.8 | 17 |  |  |  |  | 1
6926 | 32.7 | 18.9 |  |  |  |  | 1
6927 | 34.1 | 20.3 |  |  |  |  | 1
6928 | 33.4 | 19.7 |  |  |  |  | 1
6929 | 34.5 | 20.8 |  |  |  |  | 1
6930 | 34.1 | 20.3 |  |  |  |  | 1
6931 | 30.6 | 16.8 |  |  |  |  | 1
6932 | 30.7 | 17 |  |  |  |  | 1
6933 | 29 | 15.3 |  |  |  |  | 1
6934 | 24.1 | 10.3 |  |  |  |  | 1
6935 | 23.3 | 9.6 |  |  |  |  | 1
6936 | 20.1 | 6.4 |  |  |  |  | 1
6937 | 18.3 | 5 |  |  |  |  | 1
6938 | 17.8 | 5 |  |  |  |  | 1
6939 | 17 | 5 |  |  |  |  | 1
6940 | 15.2 | 5 |  |  |  |  | 1
6941 | 17 | 5 |  |  |  |  | 1
6942 | 16.4 | 5 |  |  |  |  | 1
6943 | 17.7 | 5 |  |  |  |  | 1
6944 | 21.5 | 7.6 |  |  |  |  | 1
6945 | 22.4 | 8.5 |  |  |  |  | 1
6946 | 25.1 | 11.2 |  |  |  |  | 1
6947 | 27 | 13.2 |  |  |  |  | 1
6948 | 28.5 | 14.7 |  |  |  |  | 1
6949 | 32.1 | 18.3 |  |  |  |  | 1
6950 | 32.3 | 18.5 |  |  |  |  | 1
6951 | 31.8 | 18 |  |  |  |  | 1
6952 | 33.6 | 19.8 |  |  |  |  | 1
6953 | 34.1 | 20.3 |  |  |  |  | 1
6954 | 31.6 | 17.7 |  |  |  |  | 1
6955 | 30.2 | 16.4 |  |  |  |  | 1
6956 | 27.9 | 14 |  |  |  |  | 1
6957 | 25.6 | 11.7 |  |  |  |  | 1
6958 | 26.7 | 12.9 |  |  |  |  | 1
6959 | 22.6 | 8.8 |  |  |  |  | 1
6960 | 20.5 | 6.7 |  |  |  |  | 1
6961 | 18.3 | 5 |  |  |  |  | 1
6962 | 18.1 | 5 |  |  |  |  | 1
6963 | 16.4 | 5 |  |  |  |  | 1
6964 | 15.8 | 5 |  |  |  |  | 1
6965 | 15.3 | 5 |  |  |  |  | 1
6966 | 17.5 | 5 |  |  |  |  | 1
6967 | 19.3 | 5.4 |  |  |  |  | 1
6968 | 18.8 | 5 |  |  |  |  | 1
6969 | 21.6 | 7.7 |  |  |  |  | 1
6970 | 23.9 | 10 |  |  |  |  | 1
6971 | 25.4 | 11.6 |  |  |  |  | 1
6972 | 29.4 | 15.6 |  |  |  |  | 1
6973 | 30.8 | 16.9 |  |  |  |  | 1
6974 | 32.9 | 19 |  |  |  |  | 1
6975 | 34.8 | 20.9 |  |  |  |  | 1
6976 | 33 | 19.2 |  |  |  |  | 1
6977 | 32.9 | 19 |  |  |  |  | 1
6978 | 32.5 | 18.6 |  |  |  |  | 1
6979 | 30.8 | 16.9 |  |  |  |  | 1
6980 | 30.9 | 17.1 |  |  |  |  | 1
6981 | 29.1 | 15.3 |  |  |  |  | 1
6982 | 22.8 | 8.9 |  |  |  |  | 1
6983 | 22.1 | 8.3 |  |  |  |  | 1
6984 | 18.9 | 5 |  |  |  |  | 1
6985 | 17.4 | 5 |  |  |  |  | 1
6986 | 17.3 | 5 |  |  |  |  | 1
6987 | 16 | 5 |  |  |  |  | 1
6988 | 15.5 | 5 |  |  |  |  | 1
6989 | 16.4 | 5 |  |  |  |  | 1
6990 | 16.4 | 5 |  |  |  |  | 1
6991 | 18.3 | 5 |  |  |  |  | 1
6992 | 17.7 | 5 |  |  |  |  | 1
6993 | 23.2 | 9.3 |  |  |  |  | 1
6994 | 25.9 | 11.9 |  |  |  |  | 1
6995 | 27.5 | 13.6 |  |  |  |  | 1
6996 | 28.6 | 14.7 |  |  |  |  | 1
6997 | 29.6 | 15.7 |  |  |  |  | 1
6998 | 31.7 | 17.8 |  |  |  |  | 1
6999 | 31.7 | 17.8 |  |  |  |  | 1
7000 | 34.4 | 20.5 |  |  |  |  | 1
7001 | 33.2 | 19.2 |  |  |  |  | 1
7002 | 31.5 | 17.5 |  |  |  |  | 1
7003 | 32.3 | 18.4 |  |  |  |  | 1
7004 | 27 | 13.1 |  |  |  |  | 1
7005 | 28 | 14 |  |  |  |  | 1
7006 | 25.5 | 11.6 |  |  |  |  | 1
7007 | 23.5 | 9.6 |  |  |  |  | 1
7008 | 19.1 | 5.2 |  |  |  |  | 1
7009 | 19.5 | 5.5 |  |  |  |  | 1
7010 | 16.7 | 5 |  |  |  |  | 1
7011 | 15.4 | 5 |  |  |  |  | 1
7012 | 14.6 | 5 |  |  |  |  | 1
7013 | 17.5 | 5 |  |  |  |  | 1
7014 | 14.3 | 5 |  |  |  |  | 1
7015 | 16.1 | 5 |  |  |  |  | 1
7016 | 19.7 | 5.7 |  |  |  |  | 1
7017 | 20.7 | 6.7 |  |  |  |  | 1
7018 | 23.2 | 9.2 |  |  |  |  | 1
7019 | 28.4 | 14.4 |  |  |  |  | 1
7020 | 29.5 | 15.5 |  |  |  |  | 1
7021 | 30.5 | 16.5 |  |  |  |  | 1
7022 | 31.3 | 17.3 |  |  |  |  | 1
7023 | 33.2 | 19.2 |  |  |  |  | 1
7024 | 33.4 | 19.5 |  |  |  |  | 1
7025 | 32.9 | 18.9 |  |  |  |  | 1
7026 | 31.5 | 17.5 |  |  |  |  | 1
7027 | 30.9 | 16.9 |  |  |  |  | 1
7028 | 28.7 | 14.7 |  |  |  |  | 1
7029 | 27.5 | 13.5 |  |  |  |  | 1
7030 | 25.3 | 11.3 |  |  |  |  | 1
7031 | 22.9 | 9 |  |  |  |  | 1
7032 | 18.6 | 5 |  |  |  |  | 1
7033 | 17.9 | 5 |  |  |  |  | 1
7034 | 15.1 | 5 |  |  |  |  | 1
7035 | 16.2 | 5 |  |  |  |  | 1
7036 | 16.8 | 5 |  |  |  |  | 1
7037 | 12.6 | 5 |  |  |  |  | 1
7038 | 15.5 | 5 |  |  |  |  | 1
7039 | 18.4 | 5 |  |  |  |  | 1
7040 | 18.5 | 5 |  |  |  |  | 1
7041 | 21 | 7 |  |  |  |  | 1
7042 | 25.4 | 11.4 |  |  |  |  | 1
7043 | 27.8 | 13.7 |  |  |  |  | 1
7044 | 28.7 | 14.7 |  |  |  |  | 1
7045 | 30.3 | 16.3 |  |  |  |  | 1
7046 | 29.2 | 15.2 |  |  |  |  | 1
7047 | 32 | 18 |  |  |  |  | 1
7048 | 32.7 | 18.7 |  |  |  |  | 1
7049 | 31.8 | 17.8 |  |  |  |  | 1
7050 | 31.1 | 17.1 |  |  |  |  | 1
7051 | 28.6 | 14.5 |  |  |  |  | 1
7052 | 28.1 | 14.1 |  |  |  |  | 1
7053 | 25.8 | 11.7 |  |  |  |  | 1
7054 | 24.6 | 10.6 |  |  |  |  | 1
7055 | 20.5 | 6.5 |  |  |  |  | 1
7056 | 19.8 | 5.7 |  |  |  |  | 1
7057 | 16 | 5 |  |  |  |  | 1
7058 | 14.7 | 5 |  |  |  |  | 1
7059 | 15.8 | 5 |  |  |  |  | 1
7060 | 15 | 5 |  |  |  |  | 1
7061 | 15.6 | 5 |  |  |  |  | 1
7062 | 15.9 | 5 |  |  |  |  | 1
7063 | 16.5 | 5 |  |  |  |  | 1
7064 | 17.9 | 5 |  |  |  |  | 1
7065 | 22.9 | 8.8 |  |  |  |  | 1
7066 | 20.9 | 6.9 |  |  |  |  | 1
7067 | 24.5 | 10.4 |  |  |  |  | 1
7068 | 27.5 | 13.4 |  |  |  |  | 1
7069 | 29.4 | 15.3 |  |  |  |  | 1
7070 | 31.5 | 17.4 |  |  |  |  | 1
7071 | 31.2 | 17.1 |  |  |  |  | 1
7072 | 32.8 | 18.8 |  |  |  |  | 1
7073 | 34.2 | 20.2 |  |  |  |  | 1
7074 | 30.5 | 16.4 |  |  |  |  | 1
7075 | 29.5 | 15.4 |  |  |  |  | 1
7076 | 28.2 | 14.1 |  |  |  |  | 1
7077 | 24.3 | 10.2 |  |  |  |  | 1
7078 | 23.8 | 9.7 |  |  |  |  | 1
7079 | 23.4 | 9.4 |  |  |  |  | 1
7080 | 19 | 5 |  |  |  |  | 1
7081 | 16 | 5 |  |  |  |  | 1
7082 | 15.9 | 5 |  |  |  |  | 1
7083 | 15.2 | 5 |  |  |  |  | 1
7084 | 14 | 5 |  |  |  |  | 1
7085 | 15.8 | 5 |  |  |  |  | 1
7086 | 13.9 | 5 |  |  |  |  | 1
7087 | 15.8 | 5 |  |  |  |  | 1
7088 | 16.4 | 5 |  |  |  |  | 1
7089 | 21 | 6.9 |  |  |  |  | 1
7090 | 22.5 | 8.3 |  |  |  |  | 1
7091 | 26.9 | 12.8 |  |  |  |  | 1
7092 | 27.2 | 13.1 |  |  |  |  | 1
7093 | 30.8 | 16.7 |  |  |  |  | 1
7094 | 32.5 | 18.4 |  |  |  |  | 1
7095 | 32.4 | 18.3 |  |  |  |  | 1
7096 | 34 | 19.9 |  |  |  |  | 1
7097 | 32 | 17.9 |  |  |  |  | 1
7098 | 31.6 | 17.4 |  |  |  |  | 1
7099 | 30.8 | 16.7 |  |  |  |  | 1
7100 | 25.7 | 11.5 |  |  |  |  | 1
7101 | 25.9 | 11.8 |  |  |  |  | 1
7102 | 23.1 | 9 |  |  |  |  | 1
7103 | 21.9 | 7.8 |  |  |  |  | 1
7104 | 19.3 | 5.2 |  |  |  |  | 1
7105 | 18.3 | 5 |  |  |  |  | 1
7106 | 15.3 | 5 |  |  |  |  | 1
7107 | 16.8 | 5 |  |  |  |  | 1
7108 | 13.6 | 5 |  |  |  |  | 1
7109 | 14.2 | 5 |  |  |  |  | 1
7110 | 17.9 | 5 |  |  |  |  | 1
7111 | 17.9 | 5 |  |  |  |  | 1
7112 | 20.5 | 6.4 |  |  |  |  | 1
7113 | 19.3 | 5.2 |  |  |  |  | 1
7114 | 24 | 9.8 |  |  |  |  | 1
7115 | 26.9 | 12.7 |  |  |  |  | 1
7116 | 27.4 | 13.2 |  |  |  |  | 1
7117 | 31 | 16.8 |  |  |  |  | 1
7118 | 30.9 | 16.8 |  |  |  |  | 1
7119 | 33.4 | 19.2 |  |  |  |  | 1
7120 | 31.9 | 17.7 |  |  |  |  | 1
7121 | 31.8 | 17.6 |  |  |  |  | 1
7122 | 30.5 | 16.3 |  |  |  |  | 1
7123 | 29.1 | 14.9 |  |  |  |  | 1
7124 | 27.5 | 13.3 |  |  |  |  | 1
7125 | 26.9 | 12.8 |  |  |  |  | 1
7126 | 21.2 | 7 |  |  |  |  | 1
7127 | 21 | 6.8 |  |  |  |  | 1
7128 | 19.8 | 5.7 |  |  |  |  | 1
7129 | 15.4 | 5 |  |  |  |  | 1
7130 | 16.8 | 5 |  |  |  |  | 1
7131 | 16.7 | 5 |  |  |  |  | 1
7132 | 14.7 | 5 |  |  |  |  | 1
7133 | 14.5 | 5 |  |  |  |  | 1
7134 | 15.1 | 5 |  |  |  |  | 1
7135 | 16.6 | 5 |  |  |  |  | 1
7136 | 19.1 | 5 |  |  |  |  | 1
7137 | 22.3 | 8.1 |  |  |  |  | 1
7138 | 24.1 | 9.9 |  |  |  |  | 1
7139 | 26.2 | 12 |  |  |  |  | 1
7140 | 27.3 | 13.1 |  |  |  |  | 1
7141 | 30.3 | 16 |  |  |  |  | 1
7142 | 31.3 | 17.1 |  |  |  |  | 1
7143 | 33.2 | 18.9 |  |  |  |  | 1
7144 | 32 | 17.8 |  |  |  |  | 1
7145 | 31.6 | 17.4 |  |  |  |  | 1
7146 | 30.3 | 16.1 |  |  |  |  | 1
7147 | 28.5 | 14.2 |  |  |  |  | 1
7148 | 28.2 | 14 |  |  |  |  | 1
7149 | 25.2 | 11 |  |  |  |  | 1
7150 | 22.8 | 8.6 |  |  |  |  | 1
7151 | 22.8 | 8.5 |  |  |  |  | 1
7152 | 18.3 | 5 |  |  |  |  | 1
7153 | 15.6 | 5 |  |  |  |  | 1
7154 | 14.5 | 5 |  |  |  |  | 1
7155 | 14 | 5 |  |  |  |  | 1
7156 | 15.5 | 5 |  |  |  |  | 1
7157 | 17.8 | 5 |  |  |  |  | 1
7158 | 12.2 | 5 |  |  |  |  | 1
7159 | 13.8 | 5 |  |  |  |  | 1
7160 | 18.3 | 5 |  |  |  |  | 1
7161 | 20.4 | 6.1 |  |  |  |  | 1
7162 | 24.8 | 10.5 |  |  |  |  | 1
7163 | 24.9 | 10.6 |  |  |  |  | 1
7164 | 27.3 | 13 |  |  |  |  | 1
7165 | 28.5 | 14.3 |  |  |  |  | 1
7166 | 28.3 | 14 |  |  |  |  | 1
7167 | 32.1 | 17.8 |  |  |  |  | 1
7168 | 31.3 | 17.1 |  |  |  |  | 1
7169 | 32.2 | 17.9 |  |  |  |  | 1
7170 | 30.5 | 16.3 |  |  |  |  | 1
7171 | 31.1 | 16.8 |  |  |  |  | 1
7172 | 27.2 | 12.9 |  |  |  |  | 1
7173 | 24.5 | 10.2 |  |  |  |  | 1
7174 | 23.8 | 9.5 |  |  |  |  | 1
7175 | 21.3 | 7 |  |  |  |  | 1
7176 | 16.5 | 5 |  |  |  |  | 1
7177 | 16.4 | 5 |  |  |  |  | 1
7178 | 13.1 | 5 |  |  |  |  | 1
7179 | 13.7 | 5 |  |  |  |  | 1
7180 | 17.5 | 5 |  |  |  |  | 1
7181 | 15.4 | 5 |  |  |  |  | 1
7182 | 17.1 | 5 |  |  |  |  | 1
7183 | 16 | 5 |  |  |  |  | 1
7184 | 17 | 5 |  |  |  |  | 1
7185 | 21.2 | 6.9 |  |  |  |  | 1
7186 | 20.9 | 6.6 |  |  |  |  | 1
7187 | 23.8 | 9.5 |  |  |  |  | 1
7188 | 29 | 14.7 |  |  |  |  | 1
7189 | 27.5 | 13.2 |  |  |  |  | 1
7190 | 27.6 | 13.3 |  |  |  |  | 1
7191 | 32.3 | 18 |  |  |  |  | 1
7192 | 31.3 | 17 |  |  |  |  | 1
7193 | 30.8 | 16.4 |  |  |  |  | 1
7194 | 28.6 | 14.3 |  |  |  |  | 1
7195 | 29.6 | 15.2 |  |  |  |  | 1
7196 | 26.5 | 12.2 |  |  |  |  | 1
7197 | 27.6 | 13.3 |  |  |  |  | 1
7198 | 22.3 | 8 |  |  |  |  | 1
7199 | 20.6 | 6.3 |  |  |  |  | 1
7200 | 19.4 | 5.1 |  |  |  |  | 1
7201 | 18.3 | 5 |  |  |  |  | 1
7202 | 14 | 5 |  |  |  |  | 1
7203 | 12 | 5 |  |  |  |  | 1
7204 | 11.5 | 5 |  |  |  |  | 1
7205 | 13.6 | 5 |  |  |  |  | 1
7206 | 14.6 | 5 |  |  |  |  | 1
7207 | 16.5 | 5 |  |  |  |  | 1
7208 | 18.2 | 5 |  |  |  |  | 1
7209 | 18.1 | 5 |  |  |  |  | 1
7210 | 21.1 | 6.7 |  |  |  |  | 1
7211 | 22.7 | 8.3 |  |  |  |  | 1
7212 | 27.1 | 12.7 |  |  |  |  | 1
7213 | 27.2 | 12.8 |  |  |  |  | 1
7214 | 28.8 | 14.5 |  |  |  |  | 1
7215 | 30.4 | 16 |  |  |  |  | 1
7216 | 32 | 17.6 |  |  |  |  | 1
7217 | 32.5 | 18.1 |  |  |  |  | 1
7218 | 30.2 | 15.8 |  |  |  |  | 1
7219 | 27.8 | 13.4 |  |  |  |  | 1
7220 | 27.2 | 12.8 |  |  |  |  | 1
7221 | 22.3 | 7.9 |  |  |  |  | 1
7222 | 22.7 | 8.3 |  |  |  |  | 1
7223 | 21 | 6.6 |  |  |  |  | 1
7224 | 18.3 | 5 |  |  |  |  | 1
7225 | 16.2 | 5 |  |  |  |  | 1
7226 | 14.9 | 5 |  |  |  |  | 1
7227 | 15.7 | 5 |  |  |  |  | 1
7228 | 12.1 | 5 |  |  |  |  | 1
7229 | 12.7 | 5 |  |  |  |  | 1
7230 | 14.4 | 5 |  |  |  |  | 1
7231 | 18.2 | 5 |  |  |  |  | 1
7232 | 17.3 | 5 |  |  |  |  | 1
7233 | 20.5 | 6.1 |  |  |  |  | 1
7234 | 23.3 | 8.8 |  |  |  |  | 1
7235 | 25.3 | 10.8 |  |  |  |  | 1
7236 | 29 | 14.6 |  |  |  |  | 1
7237 | 27.8 | 13.4 |  |  |  |  | 1
7238 | 34.3 | 19.9 |  |  |  |  | 1
7239 | 28.4 | 13.9 |  |  |  |  | 1
7240 | 30.9 | 16.4 |  |  |  |  | 1
7241 | 31.1 | 16.7 |  |  |  |  | 1
7242 | 31.2 | 16.7 |  |  |  |  | 1
7243 | 29.2 | 14.8 |  |  |  |  | 1
7244 | 27.8 | 13.4 |  |  |  |  | 1
7245 | 26.5 | 12.1 |  |  |  |  | 1
7246 | 21.9 | 7.5 |  |  |  |  | 1
7247 | 21.7 | 7.2 |  |  |  |  | 1
7248 | 18.1 | 5 |  |  |  |  | 1
7249 | 15.9 | 5 |  |  |  |  | 1
7250 | 11 | 5 |  |  |  |  | 1
7251 | 13 | 5 |  |  |  |  | 1
7252 | 12.7 | 5 |  |  |  |  | 1
7253 | 13.4 | 5 |  |  |  |  | 1
7254 | 14.5 | 5 |  |  |  |  | 1
7255 | 17.4 | 5 |  |  |  |  | 1
7256 | 17.9 | 5 |  |  |  |  | 1
7257 | 19.4 | 5 |  |  |  |  | 1
7258 | 19.3 | 5 |  |  |  |  | 1
7259 | 22.5 | 8 |  |  |  |  | 1
7260 | 25.7 | 11.2 |  |  |  |  | 1
7261 | 26.2 | 11.7 |  |  |  |  | 1
7262 | 30.1 | 15.6 |  |  |  |  | 1
7263 | 30.8 | 16.4 |  |  |  |  | 1
7264 | 29.6 | 15.1 |  |  |  |  | 1
7265 | 29.6 | 15.1 |  |  |  |  | 1
7266 | 29.4 | 14.9 |  |  |  |  | 1
7267 | 29.2 | 14.7 |  |  |  |  | 1
7268 | 25.2 | 10.7 |  |  |  |  | 1
7269 | 22.2 | 7.7 |  |  |  |  | 1
7270 | 24.1 | 9.6 |  |  |  |  | 1
7271 | 21 | 6.5 |  |  |  |  | 1
7272 | 19.8 | 5.3 |  |  |  |  | 1
7273 | 14.5 | 5 |  |  |  |  | 1
7274 | 14.9 | 5 |  |  |  |  | 1
7275 | 13 | 5 |  |  |  |  | 1
7276 | 12.4 | 5 |  |  |  |  | 1
7277 | 12.9 | 5 |  |  |  |  | 1
7278 | 15 | 5 |  |  |  |  | 1
7279 | 15.5 | 5 |  |  |  |  | 1
7280 | 15 | 5 |  |  |  |  | 1
7281 | 19.7 | 5.2 |  |  |  |  | 1
7282 | 22.7 | 8.1 |  |  |  |  | 1
7283 | 23 | 8.5 |  |  |  |  | 1
7284 | 25.3 | 10.8 |  |  |  |  | 1
7285 | 28.4 | 13.9 |  |  |  |  | 1
7286 | 29.2 | 14.7 |  |  |  |  | 1
7287 | 28.7 | 14.2 |  |  |  |  | 1
7288 | 29.6 | 15.1 |  |  |  |  | 1
7289 | 31.5 | 17 |  |  |  |  | 1
7290 | 29.6 | 15 |  |  |  |  | 1
7291 | 29.8 | 15.2 |  |  |  |  | 1
7292 | 26 | 11.4 |  |  |  |  | 1
7293 | 20.7 | 6.2 |  |  |  |  | 1
7294 | 22.3 | 7.8 |  |  |  |  | 1
7295 | 19.8 | 5.3 |  |  |  |  | 1
7296 | 17.7 | 5 |  |  |  |  | 1
7297 | 14.2 | 5 |  |  |  |  | 1
7298 | 14.3 | 5 |  |  |  |  | 1
7299 | 14.2 | 5 |  |  |  |  | 1
7300 | 10.1 | 5 |  |  |  |  | 1
7301 | 12 | 5 |  |  |  |  | 1
7302 | 13.1 | 5 |  |  |  |  | 1
7303 | 15.5 | 5 |  |  |  |  | 1
7304 | 16.6 | 5 |  |  |  |  | 1
7305 | 19 | 5 |  |  |  |  | 1
7306 | 20.5 | 5.9 |  |  |  |  | 1
7307 | 24.1 | 9.5 |  |  |  |  | 1
7308 | 26 | 11.4 |  |  |  |  | 1
7309 | 29 | 14.4 |  |  |  |  | 1
7310 | 29 | 14.4 |  |  |  |  | 1
7311 | 29.4 | 14.8 |  |  |  |  | 1
7312 | 30.6 | 16 |  |  |  |  | 1
7313 | 30.2 | 15.6 |  |  |  |  | 1
7314 | 29.1 | 14.5 |  |  |  |  | 1
7315 | 28.5 | 13.9 |  |  |  |  | 1
7316 | 25.7 | 11.2 |  |  |  |  | 1
7317 | 23.2 | 8.6 |  |  |  |  | 1
7318 | 21.5 | 6.9 |  |  |  |  | 1
7319 | 20.8 | 6.2 |  |  |  |  | 1
7320 | 17.5 | 5 |  |  |  |  | 1
7321 | 15.2 | 5 |  |  |  |  | 1
7322 | 12.2 | 5 |  |  |  |  | 1
7323 | 10.9 | 5 |  |  |  |  | 1
7324 | 11.2 | 5 |  |  |  |  | 1
7325 | 11.9 | 5 |  |  |  |  | 1
7326 | 13.4 | 5 |  |  |  |  | 1
7327 | 15.2 | 5 |  |  |  |  | 1
7328 | 17.8 | 5 |  |  |  |  | 1
7329 | 20.5 | 5.8 |  |  |  |  | 1
7330 | 18.2 | 5 |  |  |  |  | 1
7331 | 23.1 | 8.5 |  |  |  |  | 1
7332 | 24.6 | 10 |  |  |  |  | 1
7333 | 29.4 | 14.8 |  |  |  |  | 1
7334 | 28 | 13.3 |  |  |  |  | 1
7335 | 29.5 | 14.9 |  |  |  |  | 1
7336 | 28.6 | 13.9 |  |  |  |  | 1
7337 | 31.9 | 17.3 |  |  |  |  | 1
7338 | 28.6 | 13.9 |  |  |  |  | 1
7339 | 26.3 | 11.6 |  |  |  |  | 1
7340 | 26.6 | 11.9 |  |  |  |  | 1
7341 | 23.1 | 8.5 |  |  |  |  | 1
7342 | 19.9 | 5.2 |  |  |  |  | 1
7343 | 18.9 | 5 |  |  |  |  | 1
7344 | 15.3 | 5 |  |  |  |  | 1
7345 | 16.7 | 5 |  |  |  |  | 1
7346 | 13.6 | 5 |  |  |  |  | 1
7347 | 12.1 | 5 |  |  |  |  | 1
7348 | 12.3 | 5 |  |  |  |  | 1
7349 | 14.5 | 5 |  |  |  |  | 1
7350 | 13.9 | 5 |  |  |  |  | 1
7351 | 16 | 5 |  |  |  |  | 1
7352 | 18 | 5 |  |  |  |  | 1
7353 | 18.8 | 5 |  |  |  |  | 1
7354 | 20 | 5.3 |  |  |  |  | 1
7355 | 20.9 | 6.2 |  |  |  |  | 1
7356 | 27.5 | 12.8 |  |  |  |  | 1
7357 | 27.5 | 12.9 |  |  |  |  | 1
7358 | 30.5 | 15.8 |  |  |  |  | 1
7359 | 28.9 | 14.2 |  |  |  |  | 1
7360 | 27.9 | 13.2 |  |  |  |  | 1
7361 | 30.5 | 15.8 |  |  |  |  | 1
7362 | 28.6 | 13.9 |  |  |  |  | 1
7363 | 24.6 | 9.9 |  |  |  |  | 1
7364 | 23.7 | 9.1 |  |  |  |  | 1
7365 | 23.6 | 8.9 |  |  |  |  | 1
7366 | 21.5 | 6.9 |  |  |  |  | 1
7367 | 20 | 5.3 |  |  |  |  | 1
7368 | 16.7 | 5 |  |  |  |  | 1
7369 | 16.3 | 5 |  |  |  |  | 1
7370 | 13.8 | 5 |  |  |  |  | 1
7371 | 12.2 | 5 |  |  |  |  | 1
7372 | 12.1 | 5 |  |  |  |  | 1
7373 | 12.5 | 5 |  |  |  |  | 1
7374 | 12.9 | 5 |  |  |  |  | 1
7375 | 15.1 | 5 |  |  |  |  | 1
7376 | 15.3 | 5 |  |  |  |  | 1
7377 | 18.6 | 5 |  |  |  |  | 1
7378 | 21.1 | 6.4 |  |  |  |  | 1
7379 | 22.1 | 7.4 |  |  |  |  | 1
7380 | 25.2 | 10.5 |  |  |  |  | 1
7381 | 26.5 | 11.7 |  |  |  |  | 1
7382 | 28.9 | 14.1 |  |  |  |  | 1
7383 | 29.9 | 15.1 |  |  |  |  | 1
7384 | 28.9 | 14.1 |  |  |  |  | 1
7385 | 30.2 | 15.5 |  |  |  |  | 1
7386 | 26.4 | 11.7 |  |  |  |  | 1
7387 | 27.9 | 13.2 |  |  |  |  | 1
7388 | 23.6 | 8.8 |  |  |  |  | 1
7389 | 22.7 | 8 |  |  |  |  | 1
7390 | 18.1 | 5 |  |  |  |  | 1
7391 | 21.8 | 7.1 |  |  |  |  | 1
7392 | 18.3 | 5 |  |  |  |  | 1
7393 | 14 | 5 |  |  |  |  | 1
7394 | 11.2 | 5 |  |  |  |  | 1
7395 | 12.2 | 5 |  |  |  |  | 1
7396 | 11.5 | 5 |  |  |  |  | 1
7397 | 11.6 | 5 |  |  |  |  | 1
7398 | 13.3 | 5 |  |  |  |  | 1
7399 | 16.2 | 5 |  |  |  |  | 1
7400 | 17 | 5 |  |  |  |  | 1
7401 | 17.4 | 5 |  |  |  |  | 1
7402 | 21.7 | 6.9 |  |  |  |  | 1
7403 | 20.3 | 5.5 |  |  |  |  | 1
7404 | 27.3 | 12.5 |  |  |  |  | 1
7405 | 25.2 | 10.4 |  |  |  |  | 1
7406 | 28.3 | 13.5 |  |  |  |  | 1
7407 | 31.3 | 16.5 |  |  |  |  | 1
7408 | 27.9 | 13.1 |  |  |  |  | 1
7409 | 30.6 | 15.8 |  |  |  |  | 1
7410 | 27.6 | 12.8 |  |  |  |  | 1
7411 | 25.7 | 10.9 |  |  |  |  | 1
7412 | 23.5 | 8.7 |  |  |  |  | 1
7413 | 23.5 | 8.7 |  |  |  |  | 1
7414 | 22.1 | 7.3 |  |  |  |  | 1
7415 | 18.4 | 5 |  |  |  |  | 1
7416 | 17.6 | 5 |  |  |  |  | 1
7417 | 13.6 | 5 |  |  |  |  | 1
7418 | 13.5 | 5 |  |  |  |  | 1
7419 | 11.7 | 5 |  |  |  |  | 1
7420 | 12 | 5 |  |  |  |  | 1
7421 | 9 | 5 |  |  |  |  | 1
7422 | 12.5 | 5 |  |  |  |  | 1
7423 | 13.2 | 5 |  |  |  |  | 1
7424 | 17.1 | 5 |  |  |  |  | 1
7425 | 18.4 | 5 |  |  |  |  | 1
7426 | 21.5 | 6.7 |  |  |  |  | 1
7427 | 24.5 | 9.7 |  |  |  |  | 1
7428 | 25.4 | 10.5 |  |  |  |  | 1
7429 | 26.9 | 12.1 |  |  |  |  | 1
7430 | 28.7 | 13.9 |  |  |  |  | 1
7431 | 29.8 | 14.9 |  |  |  |  | 1
7432 | 29.4 | 14.6 |  |  |  |  | 1
7433 | 29.6 | 14.7 |  |  |  |  | 1
7434 | 26.7 | 11.8 |  |  |  |  | 1
7435 | 27.8 | 13 |  |  |  |  | 1
7436 | 26.3 | 11.4 |  |  |  |  | 1
7437 | 22 | 7.1 |  |  |  |  | 1
7438 | 20.8 | 6 |  |  |  |  | 1
7439 | 15.3 | 5 |  |  |  |  | 1
7440 | 14.4 | 5 |  |  |  |  | 1
7441 | 14.4 | 5 |  |  |  |  | 1
7442 | 11.2 | 5 |  |  |  |  | 1
7443 | 10.6 | 5 |  |  |  |  | 1
7444 | 13.1 | 5 |  |  |  |  | 1
7445 | 9 | 5 |  |  |  |  | 1
7446 | 9.9 | 5 |  |  |  |  | 1
7447 | 15 | 5 |  |  |  |  | 1
7448 | 15.8 | 5 |  |  |  |  | 1
7449 | 17.1 | 5 |  |  |  |  | 1
7450 | 20.4 | 5.5 |  |  |  |  | 1
7451 | 21 | 6.1 |  |  |  |  | 1
7452 | 25.4 | 10.5 |  |  |  |  | 1
7453 | 28.4 | 13.5 |  |  |  |  | 1
7454 | 26.4 | 11.5 |  |  |  |  | 1
7455 | 28.7 | 13.8 |  |  |  |  | 1
7456 | 29.9 | 15 |  |  |  |  | 1
7457 | 29.8 | 14.9 |  |  |  |  | 1
7458 | 26.3 | 11.4 |  |  |  |  | 1
7459 | 26.9 | 12 |  |  |  |  | 1
7460 | 24 | 9.1 |  |  |  |  | 1
7461 | 20.8 | 5.9 |  |  |  |  | 1
7462 | 21.1 | 6.3 |  |  |  |  | 1
7463 | 17.4 | 5 |  |  |  |  | 1
7464 | 14.3 | 5 |  |  |  |  | 1
7465 | 12.5 | 5 |  |  |  |  | 1
7466 | 10.9 | 5 |  |  |  |  | 1
7467 | 10.2 | 5 |  |  |  |  | 1
7468 | 14.7 | 5 |  |  |  |  | 1
7469 | 12.7 | 5 |  |  |  |  | 1
7470 | 11.6 | 5 |  |  |  |  | 1
7471 | 15.4 | 5 |  |  |  |  | 1
7472 | 15.4 | 5 |  |  |  |  | 1
7473 | 18.1 | 5 |  |  |  |  | 1
7474 | 19.6 | 5 |  |  |  |  | 1
7475 | 23 | 8.1 |  |  |  |  | 1
7476 | 23.5 | 8.6 |  |  |  |  | 1
7477 | 24.7 | 9.7 |  |  |  |  | 1
7478 | 26 | 11 |  |  |  |  | 1
7479 | 28.1 | 13.2 |  |  |  |  | 1
7480 | 30.1 | 15.1 |  |  |  |  | 1
7481 | 30.2 | 15.3 |  |  |  |  | 1
7482 | 27.4 | 12.5 |  |  |  |  | 1
7483 | 24.7 | 9.8 |  |  |  |  | 1
7484 | 26.1 | 11.1 |  |  |  |  | 1
7485 | 24.6 | 9.6 |  |  |  |  | 1
7486 | 17.3 | 5 |  |  |  |  | 1
7487 | 18.9 | 5 |  |  |  |  | 1
7488 | 15.2 | 5 |  |  |  |  | 1
7489 | 10.3 | 5 |  |  |  |  | 1
7490 | 11.9 | 5 |  |  |  |  | 1
7491 | 13.5 | 5 |  |  |  |  | 1
7492 | 10.5 | 5 |  |  |  |  | 1
7493 | 10.7 | 5 |  |  |  |  | 1
7494 | 10.6 | 5 |  |  |  |  | 1
7495 | 14.8 | 5 |  |  |  |  | 1
7496 | 16.3 | 5 |  |  |  |  | 1
7497 | 18.9 | 5 |  |  |  |  | 1
7498 | 19 | 5 |  |  |  |  | 1
7499 | 19.9 | 5 |  |  |  |  | 1
7500 | 25.5 | 10.5 |  |  |  |  | 1
7501 | 25.6 | 10.6 |  |  |  |  | 1
7502 | 28.6 | 13.6 |  |  |  |  | 1
7503 | 27.3 | 12.3 |  |  |  |  | 1
7504 | 28.3 | 13.3 |  |  |  |  | 1
7505 | 28.2 | 13.2 |  |  |  |  | 1
7506 | 29.2 | 14.3 |  |  |  |  | 1
7507 | 23.8 | 8.8 |  |  |  |  | 1
7508 | 24 | 9 |  |  |  |  | 1
7509 | 20.6 | 5.6 |  |  |  |  | 1
7510 | 16.5 | 5 |  |  |  |  | 1
7511 | 17 | 5 |  |  |  |  | 1
7512 | 16.2 | 5 |  |  |  |  | 1
7513 | 13.2 | 5 |  |  |  |  | 1
7514 | 12.4 | 5 |  |  |  |  | 1
7515 | 11.8 | 5 |  |  |  |  | 1
7516 | 10.3 | 5 |  |  |  |  | 1
7517 | 12.4 | 5 |  |  |  |  | 1
7518 | 10.5 | 5 |  |  |  |  | 1
7519 | 12 | 5 |  |  |  |  | 1
7520 | 15.4 | 5 |  |  |  |  | 1
7521 | 13.7 | 5 |  |  |  |  | 1
7522 | 18.5 | 5 |  |  |  |  | 1
7523 | 19.7 | 5 |  |  |  |  | 1
7524 | 25 | 9.9 |  |  |  |  | 1
7525 | 26.4 | 11.3 |  |  |  |  | 1
7526 | 27.2 | 12.2 |  |  |  |  | 1
7527 | 29 | 14 |  |  |  |  | 1
7528 | 27.9 | 12.9 |  |  |  |  | 1
7529 | 29.2 | 14.1 |  |  |  |  | 1
7530 | 27.5 | 12.4 |  |  |  |  | 1
7531 | 26.1 | 11.1 |  |  |  |  | 1
7532 | 24.9 | 9.9 |  |  |  |  | 1
7533 | 22 | 7 |  |  |  |  | 1
7534 | 22.2 | 7.2 |  |  |  |  | 1
7535 | 18 | 5 |  |  |  |  | 1
7536 | 16.5 | 5 |  |  |  |  | 1
7537 | 13.8 | 5 |  |  |  |  | 1
7538 | 12.1 | 5 |  |  |  |  | 1
7539 | 9.7 | 5 |  |  |  |  | 1
7540 | 10.7 | 5 |  |  |  |  | 1
7541 | 10.9 | 5 |  |  |  |  | 1
7542 | 11.9 | 5 |  |  |  |  | 1
7543 | 13.2 | 5 |  |  |  |  | 1
7544 | 12.7 | 5 |  |  |  |  | 1
7545 | 18.8 | 5 |  |  |  |  | 1
7546 | 19.6 | 5 |  |  |  |  | 1
7547 | 21.3 | 6.3 |  |  |  |  | 1
7548 | 24.1 | 9 |  |  |  |  | 1
7549 | 26.4 | 11.3 |  |  |  |  | 1
7550 | 27.2 | 12.1 |  |  |  |  | 1
7551 | 29.6 | 14.5 |  |  |  |  | 1
7552 | 28.8 | 13.7 |  |  |  |  | 1
7553 | 28.6 | 13.5 |  |  |  |  | 1
7554 | 26.8 | 11.7 |  |  |  |  | 1
7555 | 25.5 | 10.4 |  |  |  |  | 1
7556 | 24.2 | 9.1 |  |  |  |  | 1
7557 | 20.9 | 5.8 |  |  |  |  | 1
7558 | 18.5 | 5 |  |  |  |  | 1
7559 | 16.9 | 5 |  |  |  |  | 1
7560 | 12.9 | 5 |  |  |  |  | 1
7561 | 11.3 | 5 |  |  |  |  | 1
7562 | 10.2 | 5 |  |  |  |  | 1
7563 | 11.6 | 5 |  |  |  |  | 1
7564 | 11.2 | 5 |  |  |  |  | 1
7565 | 10.2 | 5 |  |  |  |  | 1
7566 | 11 | 5 |  |  |  |  | 1
7567 | 12.1 | 5 |  |  |  |  | 1
7568 | 15.3 | 5 |  |  |  |  | 1
7569 | 16.4 | 5 |  |  |  |  | 1
7570 | 18.8 | 5 |  |  |  |  | 1
7571 | 21.3 | 6.1 |  |  |  |  | 1
7572 | 22.4 | 7.2 |  |  |  |  | 1
7573 | 25.4 | 10.2 |  |  |  |  | 1
7574 | 27.6 | 12.5 |  |  |  |  | 1
7575 | 28 | 12.9 |  |  |  |  | 1
7576 | 29.2 | 14.1 |  |  |  |  | 1
7577 | 27.3 | 12.2 |  |  |  |  | 1
7578 | 27.8 | 12.7 |  |  |  |  | 1
7579 | 23.7 | 8.5 |  |  |  |  | 1
7580 | 24.2 | 9.1 |  |  |  |  | 1
7581 | 23.7 | 8.6 |  |  |  |  | 1
7582 | 19.5 | 5 |  |  |  |  | 1
7583 | 18.5 | 5 |  |  |  |  | 1
7584 | 15.6 | 5 |  |  |  |  | 1
7585 | 11.8 | 5 |  |  |  |  | 1
7586 | 12.5 | 5 |  |  |  |  | 1
7587 | 10.7 | 5 |  |  |  |  | 1
7588 | 10.2 | 5 |  |  |  |  | 1
7589 | 10 | 5 |  |  |  |  | 1
7590 | 9.1 | 5 |  |  |  |  | 1
7591 | 12.1 | 5 |  |  |  |  | 1
7592 | 13.6 | 5 |  |  |  |  | 1
7593 | 16.2 | 5 |  |  |  |  | 1
7594 | 18.8 | 5 |  |  |  |  | 1
7595 | 22.6 | 7.4 |  |  |  |  | 1
7596 | 22.9 | 7.8 |  |  |  |  | 1
7597 | 27.2 | 12 |  |  |  |  | 1
7598 | 27.9 | 12.7 |  |  |  |  | 1
7599 | 26 | 10.9 |  |  |  |  | 1
7600 | 27.9 | 12.7 |  |  |  |  | 1
7601 | 27.8 | 12.7 |  |  |  |  | 1
7602 | 26.8 | 11.7 |  |  |  |  | 1
7603 | 27 | 11.8 |  |  |  |  | 1
7604 | 23.6 | 8.5 |  |  |  |  | 1
7605 | 20.1 | 5 |  |  |  |  | 1
7606 | 19.3 | 5 |  |  |  |  | 1
7607 | 17.1 | 5 |  |  |  |  | 1
7608 | 11.8 | 5 |  |  |  |  | 1
7609 | 12 | 5 |  |  |  |  | 1
7610 | 10.6 | 5 |  |  |  |  | 1
7611 | 10.5 | 5 |  |  |  |  | 1
7612 | 7.9 | 5 |  |  |  |  | 1
7613 | 10.6 | 5 |  |  |  |  | 1
7614 | 10.9 | 5 |  |  |  |  | 1
7615 | 10.9 | 5 |  |  |  |  | 1
7616 | 14.2 | 5 |  |  |  |  | 1
7617 | 16.4 | 5 |  |  |  |  | 1
7618 | 16 | 5 |  |  |  |  | 1
7619 | 21.4 | 6.1 |  |  |  |  | 1
7620 | 23.1 | 7.9 |  |  |  |  | 1
7621 | 23.4 | 8.2 |  |  |  |  | 1
7622 | 26 | 10.8 |  |  |  |  | 1
7623 | 24.2 | 9 |  |  |  |  | 1
7624 | 29.8 | 14.5 |  |  |  |  | 1
7625 | 27.3 | 12 |  |  |  |  | 1
7626 | 24.8 | 9.6 |  |  |  |  | 1
7627 | 24.2 | 9 |  |  |  |  | 1
7628 | 21.3 | 6.1 |  |  |  |  | 1
7629 | 20 | 5 |  |  |  |  | 1
7630 | 18.2 | 5 |  |  |  |  | 1
7631 | 17.1 | 5 |  |  |  |  | 1
7632 | 15.4 | 5 |  |  |  |  | 1
7633 | 11.7 | 5 |  |  |  |  | 1
7634 | 10.4 | 5 |  |  |  |  | 1
7635 | 9.8 | 5 |  |  |  |  | 1
7636 | 8.2 | 5 |  |  |  |  | 1
7637 | 10.3 | 5 |  |  |  |  | 1
7638 | 11.5 | 5 |  |  |  |  | 1
7639 | 13.2 | 5 |  |  |  |  | 1
7640 | 13.6 | 5 |  |  |  |  | 1
7641 | 17.7 | 5 |  |  |  |  | 1
7642 | 19.5 | 5 |  |  |  |  | 1
7643 | 20.4 | 5.2 |  |  |  |  | 1
7644 | 22.1 | 6.8 |  |  |  |  | 1
7645 | 23.6 | 8.3 |  |  |  |  | 1
7646 | 25.4 | 10.1 |  |  |  |  | 1
7647 | 27 | 11.7 |  |  |  |  | 1
7648 | 27.5 | 12.2 |  |  |  |  | 1
7649 | 26.4 | 11.1 |  |  |  |  | 1
7650 | 27.4 | 12.1 |  |  |  |  | 1
7651 | 24.9 | 9.7 |  |  |  |  | 1
7652 | 22.3 | 7 |  |  |  |  | 1
7653 | 20.8 | 5.5 |  |  |  |  | 1
7654 | 18.6 | 5 |  |  |  |  | 1
7655 | 17.8 | 5 |  |  |  |  | 1
7656 | 14.2 | 5 |  |  |  |  | 1
7657 | 11.4 | 5 |  |  |  |  | 1
7658 | 10.1 | 5 |  |  |  |  | 1
7659 | 9.4 | 5 |  |  |  |  | 1
7660 | 9.4 | 5 |  |  |  |  | 1
7661 | 10.4 | 5 |  |  |  |  | 1
7662 | 9.6 | 5 |  |  |  |  | 1
7663 | 12.2 | 5 |  |  |  |  | 1
7664 | 12.1 | 5 |  |  |  |  | 1
7665 | 16.4 | 5 |  |  |  |  | 1
7666 | 16.9 | 5 |  |  |  |  | 1
7667 | 20.1 | 5 |  |  |  |  | 1
7668 | 22.8 | 7.4 |  |  |  |  | 1
7669 | 24.2 | 8.9 |  |  |  |  | 1
7670 | 23.9 | 8.5 |  |  |  |  | 1
7671 | 25.6 | 10.3 |  |  |  |  | 1
7672 | 28.2 | 12.9 |  |  |  |  | 1
7673 | 27.3 | 12 |  |  |  |  | 1
7674 | 25 | 9.7 |  |  |  |  | 1
7675 | 24 | 8.7 |  |  |  |  | 1
7676 | 24 | 8.7 |  |  |  |  | 1
7677 | 20.6 | 5.3 |  |  |  |  | 1
7678 | 19.3 | 5 |  |  |  |  | 1
7679 | 14.5 | 5 |  |  |  |  | 1
7680 | 14.9 | 5 |  |  |  |  | 1
7681 | 12.2 | 5 |  |  |  |  | 1
7682 | 11.1 | 5 |  |  |  |  | 1
7683 | 10.7 | 5 |  |  |  |  | 1
7684 | 10.2 | 5 |  |  |  |  | 1
7685 | 8.6 | 5 |  |  |  |  | 1
7686 | 9.2 | 5 |  |  |  |  | 1
7687 | 13.4 | 5 |  |  |  |  | 1
7688 | 14.7 | 5 |  |  |  |  | 1
7689 | 14.9 | 5 |  |  |  |  | 1
7690 | 16.2 | 5 |  |  |  |  | 1
7691 | 20.2 | 5 |  |  |  |  | 1
7692 | 23.2 | 7.8 |  |  |  |  | 1
7693 | 23.3 | 7.9 |  |  |  |  | 1
7694 | 24.9 | 9.6 |  |  |  |  | 1
7695 | 26.7 | 11.3 |  |  |  |  | 1
7696 | 28.1 | 12.7 |  |  |  |  | 1
7697 | 25.9 | 10.5 |  |  |  |  | 1
7698 | 26.6 | 11.2 |  |  |  |  | 1
7699 | 25.8 | 10.4 |  |  |  |  | 1
7700 | 21.7 | 6.4 |  |  |  |  | 1
7701 | 21.2 | 5.9 |  |  |  |  | 1
7702 | 18.4 | 5 |  |  |  |  | 1
7703 | 16.1 | 5 |  |  |  |  | 1
7704 | 15.9 | 5 |  |  |  |  | 1
7705 | 11.3 | 5 |  |  |  |  | 1
7706 | 8.1 | 5 |  |  |  |  | 1
7707 | 9.2 | 5 |  |  |  |  | 1
7708 | 7.7 | 5 |  |  |  |  | 1
7709 | 10.2 | 5 |  |  |  |  | 1
7710 | 11.9 | 5 |  |  |  |  | 1
7711 | 13.7 | 5 |  |  |  |  | 1
7712 | 14.9 | 5 |  |  |  |  | 1
7713 | 15 | 5 |  |  |  |  | 1
7714 | 19 | 5 |  |  |  |  | 1
7715 | 19.4 | 5 |  |  |  |  | 1
7716 | 21.4 | 5.9 |  |  |  |  | 1
7717 | 24.4 | 9 |  |  |  |  | 1
7718 | 26.6 | 11.2 |  |  |  |  | 1
7719 | 26.1 | 10.7 |  |  |  |  | 1
7720 | 26.2 | 10.7 |  |  |  |  | 1
7721 | 24.7 | 9.3 |  |  |  |  | 1
7722 | 25 | 9.6 |  |  |  |  | 1
7723 | 25.2 | 9.8 |  |  |  |  | 1
7724 | 20.4 | 5 |  |  |  |  | 1
7725 | 19.8 | 5 |  |  |  |  | 1
7726 | 18.3 | 5 |  |  |  |  | 1
7727 | 17 | 5 |  |  |  |  | 1
7728 | 11 | 5 |  |  |  |  | 1
7729 | 12.1 | 5 |  |  |  |  | 1
7730 | 9.3 | 5 |  |  |  |  | 1
7731 | 8.9 | 5 |  |  |  |  | 1
7732 | 9 | 5 |  |  |  |  | 1
7733 | 9 | 5 |  |  |  |  | 1
7734 | 9.7 | 5 |  |  |  |  | 1
7735 | 9.1 | 5 |  |  |  |  | 1
7736 | 14.2 | 5 |  |  |  |  | 1
7737 | 15 | 5 |  |  |  |  | 1
7738 | 16.5 | 5 |  |  |  |  | 1
7739 | 18.1 | 5 |  |  |  |  | 1
7740 | 21.1 | 5.6 |  |  |  |  | 1
7741 | 24.7 | 9.3 |  |  |  |  | 1
7742 | 23.9 | 8.4 |  |  |  |  | 1
7743 | 27.2 | 11.7 |  |  |  |  | 1
7744 | 27.6 | 12.1 |  |  |  |  | 1
7745 | 24.7 | 9.3 |  |  |  |  | 1
7746 | 25 | 9.6 |  |  |  |  | 1
7747 | 24.6 | 9.1 |  |  |  |  | 1
7748 | 22.6 | 7.1 |  |  |  |  | 1
7749 | 19.2 | 5 |  |  |  |  | 1
7750 | 17.8 | 5 |  |  |  |  | 1
7751 | 17.8 | 5 |  |  |  |  | 1
7752 | 14.1 | 5 |  |  |  |  | 1
7753 | 14.3 | 5 |  |  |  |  | 1
7754 | 8.4 | 5 |  |  |  |  | 1
7755 | 9.9 | 5 |  |  |  |  | 1
7756 | 7.8 | 5 |  |  |  |  | 1
7757 | 8.4 | 5 |  |  |  |  | 1
7758 | 11.2 | 5 |  |  |  |  | 1
7759 | 12.1 | 5 |  |  |  |  | 1
7760 | 12.5 | 5 |  |  |  |  | 1
7761 | 12.8 | 5 |  |  |  |  | 1
7762 | 16.9 | 5 |  |  |  |  | 1
7763 | 21 | 5.5 |  |  |  |  | 1
7764 | 22.4 | 6.9 |  |  |  |  | 1
7765 | 24.1 | 8.6 |  |  |  |  | 1
7766 | 27.7 | 12.2 |  |  |  |  | 1
7767 | 26.2 | 10.7 |  |  |  |  | 1
7768 | 24.8 | 9.3 |  |  |  |  | 1
7769 | 25.9 | 10.4 |  |  |  |  | 1
7770 | 23.7 | 8.2 |  |  |  |  | 1
7771 | 26.4 | 10.9 |  |  |  |  | 1
7772 | 23.2 | 7.7 |  |  |  |  | 1
7773 | 18.4 | 5 |  |  |  |  | 1
7774 | 18.6 | 5 |  |  |  |  | 1
7775 | 15.2 | 5 |  |  |  |  | 1
7776 | 12.8 | 5 |  |  |  |  | 1
7777 | 9.9 | 5 |  |  |  |  | 1
7778 | 9.6 | 5 |  |  |  |  | 1
7779 | 9 | 5 |  |  |  |  | 1
7780 | 9.8 | 5 |  |  |  |  | 1
7781 | 10.7 | 5 |  |  |  |  | 1
7782 | 10.2 | 5 |  |  |  |  | 1
7783 | 11.4 | 5 |  |  |  |  | 1
7784 | 14.5 | 5 |  |  |  |  | 1
7785 | 15.2 | 5 |  |  |  |  | 1
7786 | 18.3 | 5 |  |  |  |  | 1
7787 | 18.1 | 5 |  |  |  |  | 1
7788 | 22.3 | 6.8 |  |  |  |  | 1
7789 | 21.8 | 6.3 |  |  |  |  | 1
7790 | 26.5 | 10.9 |  |  |  |  | 1
7791 | 25.3 | 9.8 |  |  |  |  | 1
7792 | 24.7 | 9.1 |  |  |  |  | 1
7793 | 23.6 | 8 |  |  |  |  | 1
7794 | 27.1 | 11.5 |  |  |  |  | 1
7795 | 23.4 | 7.9 |  |  |  |  | 1
7796 | 25 | 9.5 |  |  |  |  | 1
7797 | 17 | 5 |  |  |  |  | 1
7798 | 15.4 | 5 |  |  |  |  | 1
7799 | 15.5 | 5 |  |  |  |  | 1
7800 | 12.6 | 5 |  |  |  |  | 1
7801 | 9.5 | 5 |  |  |  |  | 1
7802 | 8.1 | 5 |  |  |  |  | 1
7803 | 7.8 | 5 |  |  |  |  | 1
7804 | 7.2 | 5 |  |  |  |  | 1
7805 | 7.8 | 5 |  |  |  |  | 1
7806 | 7.1 | 5 |  |  |  |  | 1
7807 | 12.2 | 5 |  |  |  |  | 1
7808 | 12.9 | 5 |  |  |  |  | 1
7809 | 13.3 | 5 |  |  |  |  | 1
7810 | 18.7 | 5 |  |  |  |  | 1
7811 | 17.1 | 5 |  |  |  |  | 1
7812 | 21.3 | 5.7 |  |  |  |  | 1
7813 | 23.2 | 7.6 |  |  |  |  | 1
7814 | 24.1 | 8.5 |  |  |  |  | 1
7815 | 24.4 | 8.8 |  |  |  |  | 1
7816 | 26.1 | 10.5 |  |  |  |  | 1
7817 | 27.6 | 12 |  |  |  |  | 1
7818 | 23.8 | 8.2 |  |  |  |  | 1
7819 | 22.6 | 7 |  |  |  |  | 1
7820 | 21.1 | 5.5 |  |  |  |  | 1
7821 | 17.6 | 5 |  |  |  |  | 1
7822 | 17.1 | 5 |  |  |  |  | 1
7823 | 16 | 5 |  |  |  |  | 1
7824 | 12.1 | 5 |  |  |  |  | 1
7825 | 8.6 | 5 |  |  |  |  | 1
7826 | 10.8 | 5 |  |  |  |  | 1
7827 | 8.4 | 5 |  |  |  |  | 1
7828 | 7.9 | 5 |  |  |  |  | 1
7829 | 8.8 | 5 |  |  |  |  | 1
7830 | 10.2 | 5 |  |  |  |  | 1
7831 | 11.3 | 5 |  |  |  |  | 1
7832 | 11.5 | 5 |  |  |  |  | 1
7833 | 13.3 | 5 |  |  |  |  | 1
7834 | 19.7 | 5 |  |  |  |  | 1
7835 | 19.7 | 5 |  |  |  |  | 1
7836 | 22 | 6.4 |  |  |  |  | 1
7837 | 24.5 | 8.9 |  |  |  |  | 1
7838 | 25.9 | 10.3 |  |  |  |  | 1
7839 | 25.7 | 10.1 |  |  |  |  | 1
7840 | 27.6 | 12 |  |  |  |  | 1
7841 | 25.6 | 9.9 |  |  |  |  | 1
7842 | 25.1 | 9.5 |  |  |  |  | 1
7843 | 20.8 | 5.2 |  |  |  |  | 1
7844 | 20.1 | 5 |  |  |  |  | 1
7845 | 19.3 | 5 |  |  |  |  | 1
7846 | 16.1 | 5 |  |  |  |  | 1
7847 | 13.1 | 5 |  |  |  |  | 1
7848 | 11.4 | 5 |  |  |  |  | 1
7849 | 9.9 | 5 |  |  |  |  | 1
7850 | 9.3 | 5 |  |  |  |  | 1
7851 | 8.9 | 5 |  |  |  |  | 1
7852 | 9.2 | 5 |  |  |  |  | 1
7853 | 7.5 | 5 |  |  |  |  | 1
7854 | 9.5 | 5 |  |  |  |  | 1
7855 | 8.3 | 5 |  |  |  |  | 1
7856 | 10.8 | 5 |  |  |  |  | 1
7857 | 16.4 | 5 |  |  |  |  | 1
7858 | 16.4 | 5 |  |  |  |  | 1
7859 | 18.7 | 5 |  |  |  |  | 1
7860 | 21.7 | 6.1 |  |  |  |  | 1
7861 | 23.3 | 7.6 |  |  |  |  | 1
7862 | 24 | 8.3 |  |  |  |  | 1
7863 | 25.1 | 9.4 |  |  |  |  | 1
7864 | 26.3 | 10.6 |  |  |  |  | 1
7865 | 24.5 | 8.8 |  |  |  |  | 1
7866 | 25.7 | 10 |  |  |  |  | 1
7867 | 23 | 7.3 |  |  |  |  | 1
7868 | 20.6 | 5 |  |  |  |  | 1
7869 | 20.2 | 5 |  |  |  |  | 1
7870 | 16.3 | 5 |  |  |  |  | 1
7871 | 16.7 | 5 |  |  |  |  | 1
7872 | 13.6 | 5 |  |  |  |  | 1
7873 | 10.8 | 5 |  |  |  |  | 1
7874 | 7.9 | 5 |  |  |  |  | 1
7875 | 6.3 | 5 |  |  |  |  | 1
7876 | 6.5 | 5 |  |  |  |  | 1
7877 | 7 | 5 |  |  |  |  | 1
7878 | 9.8 | 5 |  |  |  |  | 1
7879 | 7.2 | 5 |  |  |  |  | 1
7880 | 12.7 | 5 |  |  |  |  | 1
7881 | 14.3 | 5 |  |  |  |  | 1
7882 | 16.5 | 5 |  |  |  |  | 1
7883 | 19.6 | 5 |  |  |  |  | 1
7884 | 19.5 | 5 |  |  |  |  | 1
7885 | 22.5 | 6.8 |  |  |  |  | 1
7886 | 26.2 | 10.5 |  |  |  |  | 1
7887 | 26.7 | 10.9 |  |  |  |  | 1
7888 | 24.3 | 8.6 |  |  |  |  | 1
7889 | 25.4 | 9.7 |  |  |  |  | 1
7890 | 24.5 | 8.8 |  |  |  |  | 1
7891 | 23.7 | 7.9 |  |  |  |  | 1
7892 | 22.6 | 6.8 |  |  |  |  | 1
7893 | 17.8 | 5 |  |  |  |  | 1
7894 | 15.7 | 5 |  |  |  |  | 1
7895 | 15.1 | 5 |  |  |  |  | 1
7896 | 12.3 | 5 |  |  |  |  | 1
7897 | 8.9 | 5 |  |  |  |  | 1
7898 | 7.6 | 5 |  |  |  |  | 1
7899 | 7.3 | 5 |  |  |  |  | 1
7900 | 7.8 | 5 |  |  |  |  | 1
7901 | 7.3 | 5 |  |  |  |  | 1
7902 | 9.9 | 5 |  |  |  |  | 1
7903 | 10.6 | 5 |  |  |  |  | 1
7904 | 11.9 | 5 |  |  |  |  | 1
7905 | 12.4 | 5 |  |  |  |  | 1
7906 | 15.4 | 5 |  |  |  |  | 1
7907 | 17.6 | 5 |  |  |  |  | 1
7908 | 20.8 | 5.1 |  |  |  |  | 1
7909 | 24.1 | 8.4 |  |  |  |  | 1
7910 | 24 | 8.2 |  |  |  |  | 1
7911 | 24.5 | 8.8 |  |  |  |  | 1
7912 | 24.5 | 8.8 |  |  |  |  | 1
7913 | 27.2 | 11.5 |  |  |  |  | 1
7914 | 25.8 | 10 |  |  |  |  | 1
7915 | 22.6 | 6.8 |  |  |  |  | 1
7916 | 20.3 | 5 |  |  |  |  | 1
7917 | 19.9 | 5 |  |  |  |  | 1
7918 | 15.2 | 5 |  |  |  |  | 1
7919 | 15.3 | 5 |  |  |  |  | 1
7920 | 12 | 5 |  |  |  |  | 1
7921 | 10.7 | 5 |  |  |  |  | 1
7922 | 9.7 | 5 |  |  |  |  | 1
7923 | 6.7 | 5 |  |  |  |  | 1
7924 | 6.4 | 5 |  |  |  |  | 1
7925 | 8.3 | 5 |  |  |  |  | 1
7926 | 10.4 | 5 |  |  |  |  | 1
7927 | 6.4 | 5 |  |  |  |  | 1
7928 | 12.5 | 5 |  |  |  |  | 1
7929 | 15 | 5 |  |  |  |  | 1
7930 | 18 | 5 |  |  |  |  | 1
7931 | 17.8 | 5 |  |  |  |  | 1
7932 | 20.9 | 5.1 |  |  |  |  | 1
7933 | 20.6 | 5 |  |  |  |  | 1
7934 | 25.8 | 10 |  |  |  |  | 1
7935 | 23.8 | 8 |  |  |  |  | 1
7936 | 25.1 | 9.3 |  |  |  |  | 1
7937 | 22.6 | 6.8 |  |  |  |  | 1
7938 | 24.4 | 8.6 |  |  |  |  | 1
7939 | 23.9 | 8.1 |  |  |  |  | 1
7940 | 20.8 | 5 |  |  |  |  | 1
7941 | 17.3 | 5 |  |  |  |  | 1
7942 | 15.9 | 5 |  |  |  |  | 1
7943 | 12.7 | 5 |  |  |  |  | 1
7944 | 12.7 | 5 |  |  |  |  | 1
7945 | 9.3 | 5 |  |  |  |  | 1
7946 | 8.3 | 5 |  |  |  |  | 1
7947 | 5.8 | 5 |  |  |  |  | 1
7948 | 4.9 | 5 |  |  |  |  | 1
7949 | 7.4 | 5 |  |  |  |  | 1
7950 | 9 | 5 |  |  |  |  | 1
7951 | 9 | 5 |  |  |  |  | 1
7952 | 12.7 | 5 |  |  |  |  | 1
7953 | 14 | 5 |  |  |  |  | 1
7954 | 16.8 | 5 |  |  |  |  | 1
7955 | 18.8 | 5 |  |  |  |  | 1
7956 | 20.7 | 5 |  |  |  |  | 1
7957 | 24.1 | 8.3 |  |  |  |  | 1
7958 | 23 | 7.1 |  |  |  |  | 1
7959 | 25 | 9.1 |  |  |  |  | 1
7960 | 22.6 | 6.8 |  |  |  |  | 1
7961 | 23.7 | 7.9 |  |  |  |  | 1
7962 | 24.6 | 8.7 |  |  |  |  | 1
7963 | 20.8 | 5 |  |  |  |  | 1
7964 | 21.7 | 5.8 |  |  |  |  | 1
7965 | 19.7 | 5 |  |  |  |  | 1
7966 | 14.5 | 5 |  |  |  |  | 1
7967 | 15.2 | 5 |  |  |  |  | 1
7968 | 11.5 | 5 |  |  |  |  | 1
7969 | 9.2 | 5 |  |  |  |  | 1
7970 | 6.8 | 5 |  |  |  |  | 1
7971 | 6 | 5 |  |  |  |  | 1
7972 | 7.1 | 5 |  |  |  |  | 1
7973 | 7.9 | 5 |  |  |  |  | 1
7974 | 8.4 | 5 |  |  |  |  | 1
7975 | 8.6 | 5 |  |  |  |  | 1
7976 | 11.3 | 5 |  |  |  |  | 1
7977 | 13.9 | 5 |  |  |  |  | 1
7978 | 15.9 | 5 |  |  |  |  | 1
7979 | 16.8 | 5 |  |  |  |  | 1
7980 | 19.7 | 5 |  |  |  |  | 1
7981 | 21.9 | 6 |  |  |  |  | 1
7982 | 21.1 | 5.2 |  |  |  |  | 1
7983 | 23.6 | 7.7 |  |  |  |  | 1
7984 | 25.2 | 9.3 |  |  |  |  | 1
7985 | 23.8 | 7.9 |  |  |  |  | 1
7986 | 23.7 | 7.8 |  |  |  |  | 1
7987 | 22.3 | 6.4 |  |  |  |  | 1
7988 | 20.3 | 5 |  |  |  |  | 1
7989 | 17.9 | 5 |  |  |  |  | 1
7990 | 15.3 | 5 |  |  |  |  | 1
7991 | 15 | 5 |  |  |  |  | 1
7992 | 11.1 | 5 |  |  |  |  | 1
7993 | 9.9 | 5 |  |  |  |  | 1
7994 | 6.4 | 5 |  |  |  |  | 1
7995 | 7 | 5 |  |  |  |  | 1
7996 | 7.3 | 5 |  |  |  |  | 1
7997 | 8.1 | 5 |  |  |  |  | 1
7998 | 7.7 | 5 |  |  |  |  | 1
7999 | 11 | 5 |  |  |  |  | 1
8000 | 11.4 | 5 |  |  |  |  | 1
8001 | 13.9 | 5 |  |  |  |  | 1
8002 | 15.1 | 5 |  |  |  |  | 1
8003 | 17.8 | 5 |  |  |  |  | 1
8004 | 20.5 | 5 |  |  |  |  | 1
8005 | 20.6 | 5 |  |  |  |  | 1
8006 | 24.4 | 8.4 |  |  |  |  | 1
8007 | 25.8 | 9.8 |  |  |  |  | 1
8008 | 25.3 | 9.3 |  |  |  |  | 1
8009 | 24.1 | 8.2 |  |  |  |  | 1
8010 | 23.5 | 7.6 |  |  |  |  | 1
8011 | 21.7 | 5.7 |  |  |  |  | 1
8012 | 20 | 5 |  |  |  |  | 1
8013 | 16.5 | 5 |  |  |  |  | 1
8014 | 13.8 | 5 |  |  |  |  | 1
8015 | 14.1 | 5 |  |  |  |  | 1
8016 | 10.5 | 5 |  |  |  |  | 1
8017 | 9.3 | 5 |  |  |  |  | 1
8018 | 6.9 | 5 |  |  |  |  | 1
8019 | 7.2 | 5 |  |  |  |  | 1
8020 | 5.5 | 5 |  |  |  |  | 1
8021 | 7.5 | 5 |  |  |  |  | 1
8022 | 7.5 | 5 |  |  |  |  | 1
8023 | 7.8 | 5 |  |  |  |  | 1
8024 | 7.6 | 5 |  |  |  |  | 1
8025 | 13.7 | 5 |  |  |  |  | 1
8026 | 15.2 | 5 |  |  |  |  | 1
8027 | 18.7 | 5 |  |  |  |  | 1
8028 | 21.4 | 5.5 |  |  |  |  | 1
8029 | 20.8 | 5 |  |  |  |  | 1
8030 | 22 | 6 |  |  |  |  | 1
8031 | 23.6 | 7.6 |  |  |  |  | 1
8032 | 24.2 | 8.2 |  |  |  |  | 1
8033 | 24.5 | 8.6 |  |  |  |  | 1
8034 | 23.8 | 7.9 |  |  |  |  | 1
8035 | 22.8 | 6.8 |  |  |  |  | 1
8036 | 22.8 | 6.9 |  |  |  |  | 1
8037 | 19.1 | 5 |  |  |  |  | 1
8038 | 16.9 | 5 |  |  |  |  | 1
8039 | 12.2 | 5 |  |  |  |  | 1
8040 | 11.1 | 5 |  |  |  |  | 1
8041 | 10.4 | 5 |  |  |  |  | 1
8042 | 8.2 | 5 |  |  |  |  | 1
8043 | 5.2 | 5 |  |  |  |  | 1
8044 | 6.9 | 5 |  |  |  |  | 1
8045 | 5.4 | 5 |  |  |  |  | 1
8046 | 8.2 | 5 |  |  |  |  | 1
8047 | 9.2 | 5 |  |  |  |  | 1
8048 | 10.8 | 5 |  |  |  |  | 1
8049 | 13.6 | 5 |  |  |  |  | 1
8050 | 15.6 | 5 |  |  |  |  | 1
8051 | 16.8 | 5 |  |  |  |  | 1
8052 | 19.5 | 5 |  |  |  |  | 1
8053 | 23.8 | 7.8 |  |  |  |  | 1
8054 | 23.2 | 7.2 |  |  |  |  | 1
8055 | 25.3 | 9.2 |  |  |  |  | 1
8056 | 24 | 8 |  |  |  |  | 1
8057 | 26.1 | 10.1 |  |  |  |  | 1
8058 | 23.2 | 7.2 |  |  |  |  | 1
8059 | 20.8 | 5 |  |  |  |  | 1
8060 | 21.4 | 5.4 |  |  |  |  | 1
8061 | 15.6 | 5 |  |  |  |  | 1
8062 | 14.4 | 5 |  |  |  |  | 1
8063 | 12.8 | 5 |  |  |  |  | 1
8064 | 10.6 | 5 |  |  |  |  | 1
8065 | 9 | 5 |  |  |  |  | 1
8066 | 5.3 | 5 |  |  |  |  | 1
8067 | 5.4 | 5 |  |  |  |  | 1
8068 | 5.1 | 5 |  |  |  |  | 1
8069 | 7.8 | 5 |  |  |  |  | 1
8070 | 7.3 | 5 |  |  |  |  | 1
8071 | 7.9 | 5 |  |  |  |  | 1
8072 | 12.8 | 5 |  |  |  |  | 1
8073 | 11.8 | 5 |  |  |  |  | 1
8074 | 13.7 | 5 |  |  |  |  | 1
8075 | 17.1 | 5 |  |  |  |  | 1
8076 | 18.4 | 5 |  |  |  |  | 1
8077 | 20.9 | 5 |  |  |  |  | 1
8078 | 22.3 | 6.2 |  |  |  |  | 1
8079 | 24 | 8 |  |  |  |  | 1
8080 | 24 | 8 |  |  |  |  | 1
8081 | 24.7 | 8.7 |  |  |  |  | 1
8082 | 24.1 | 8.1 |  |  |  |  | 1
8083 | 21.4 | 5.4 |  |  |  |  | 1
8084 | 20 | 5 |  |  |  |  | 1
8085 | 18.2 | 5 |  |  |  |  | 1
8086 | 17.7 | 5 |  |  |  |  | 1
8087 | 12.7 | 5 |  |  |  |  | 1
8088 | 9.5 | 5 |  |  |  |  | 1
8089 | 9.1 | 5 |  |  |  |  | 1
8090 | 9.1 | 5 |  |  |  |  | 1
8091 | 6.6 | 5 |  |  |  |  | 1
8092 | 8 | 5 |  |  |  |  | 1
8093 | 5.3 | 5 |  |  |  |  | 1
8094 | 8.1 | 5 |  |  |  |  | 1
8095 | 6.8 | 5 |  |  |  |  | 1
8096 | 12.8 | 5 |  |  |  |  | 1
8097 | 11.9 | 5 |  |  |  |  | 1
8098 | 12.5 | 5 |  |  |  |  | 1
8099 | 14.8 | 5 |  |  |  |  | 1
8100 | 19.5 | 5 |  |  |  |  | 1
8101 | 22.1 | 6 |  |  |  |  | 1
8102 | 22.1 | 6 |  |  |  |  | 1
8103 | 23.8 | 7.7 |  |  |  |  | 1
8104 | 26.3 | 10.2 |  |  |  |  | 1
8105 | 25.2 | 9.1 |  |  |  |  | 1
8106 | 23.8 | 7.8 |  |  |  |  | 1
8107 | 22.4 | 6.4 |  |  |  |  | 1
8108 | 20.2 | 5 |  |  |  |  | 1
8109 | 19 | 5 |  |  |  |  | 1
8110 | 16.1 | 5 |  |  |  |  | 1
8111 | 13.8 | 5 |  |  |  |  | 1
8112 | 12.9 | 5 |  |  |  |  | 1
8113 | 6.3 | 5 |  |  |  |  | 1
8114 | 6.4 | 5 |  |  |  |  | 1
8115 | 6.3 | 5 |  |  |  |  | 1
8116 | 6.1 | 5 |  |  |  |  | 1
8117 | 6.8 | 5 |  |  |  |  | 1
8118 | 9 | 5 |  |  |  |  | 1
8119 | 8 | 5 |  |  |  |  | 1
8120 | 9.4 | 5 |  |  |  |  | 1
8121 | 14 | 5 |  |  |  |  | 1
8122 | 14.2 | 5 |  |  |  |  | 1
8123 | 16.2 | 5 |  |  |  |  | 1
8124 | 21.6 | 5.5 |  |  |  |  | 1
8125 | 21.1 | 5 |  |  |  |  | 1
8126 | 21.3 | 5.1 |  |  |  |  | 1
8127 | 22.7 | 6.5 |  |  |  |  | 1
8128 | 23.9 | 7.8 |  |  |  |  | 1
8129 | 23.3 | 7.1 |  |  |  |  | 1
8130 | 21.3 | 5.2 |  |  |  |  | 1
8131 | 21.4 | 5.3 |  |  |  |  | 1
8132 | 20.4 | 5 |  |  |  |  | 1
8133 | 16.9 | 5 |  |  |  |  | 1
8134 | 16.6 | 5 |  |  |  |  | 1
8135 | 14.8 | 5 |  |  |  |  | 1
8136 | 8.7 | 5 |  |  |  |  | 1
8137 | 6.7 | 5 |  |  |  |  | 1
8138 | 8 | 5 |  |  |  |  | 1
8139 | 5.8 | 5 |  |  |  |  | 1
8140 | 4.1 | 5 |  |  |  |  | 1
8141 | 6.3 | 5 |  |  |  |  | 1
8142 | 7.6 | 5 |  |  |  |  | 1
8143 | 8.5 | 5 |  |  |  |  | 1
8144 | 10.1 | 5 |  |  |  |  | 1
8145 | 12.6 | 5 |  |  |  |  | 1
8146 | 16.3 | 5 |  |  |  |  | 1
8147 | 17.7 | 5 |  |  |  |  | 1
8148 | 18.4 | 5 |  |  |  |  | 1
8149 | 20.6 | 5 |  |  |  |  | 1
8150 | 20.9 | 5 |  |  |  |  | 1
8151 | 23.7 | 7.6 |  |  |  |  | 1
8152 | 24.4 | 8.2 |  |  |  |  | 1
8153 | 21.5 | 5.3 |  |  |  |  | 1
8154 | 24.4 | 8.2 |  |  |  |  | 1
8155 | 21.8 | 5.7 |  |  |  |  | 1
8156 | 20.1 | 5 |  |  |  |  | 1
8157 | 19.2 | 5 |  |  |  |  | 1
8158 | 14.3 | 5 |  |  |  |  | 1
8159 | 14.7 | 5 |  |  |  |  | 1
8160 | 12 | 5 |  |  |  |  | 1
8161 | 10.6 | 5 |  |  |  |  | 1
8162 | 6.9 | 5 |  |  |  |  | 1
8163 | 6.2 | 5 |  |  |  |  | 1
8164 | 4.8 | 5 |  |  |  |  | 1
8165 | 6.1 | 5 |  |  |  |  | 1
8166 | 4.4 | 5 |  |  |  |  | 1
8167 | 8.1 | 5 |  |  |  |  | 1
8168 | 8.1 | 5 |  |  |  |  | 1
8169 | 12.7 | 5 |  |  |  |  | 1
8170 | 14.2 | 5 |  |  |  |  | 1
8171 | 17.5 | 5 |  |  |  |  | 1
8172 | 18.9 | 5 |  |  |  |  | 1
8173 | 20.5 | 5 |  |  |  |  | 1
8174 | 23.9 | 7.8 |  |  |  |  | 1
8175 | 25.1 | 8.9 |  |  |  |  | 1
8176 | 24.2 | 8 |  |  |  |  | 1
8177 | 21.6 | 5.4 |  |  |  |  | 1
8178 | 21.7 | 5.5 |  |  |  |  | 1
8179 | 19.5 | 5 |  |  |  |  | 1
8180 | 17.8 | 5 |  |  |  |  | 1
8181 | 17 | 5 |  |  |  |  | 1
8182 | 15.1 | 5 |  |  |  |  | 1
8183 | 12.2 | 5 |  |  |  |  | 1
8184 | 9.8 | 5 |  |  |  |  | 1
8185 | 9.2 | 5 |  |  |  |  | 1
8186 | 7 | 5 |  |  |  |  | 1
8187 | 7.4 | 5 |  |  |  |  | 1
8188 | 4.7 | 5 |  |  |  |  | 1
8189 | 5.5 | 5 |  |  |  |  | 1
8190 | 5 | 5 |  |  |  |  | 1
8191 | 7 | 5 |  |  |  |  | 1
8192 | 10.3 | 5 |  |  |  |  | 1
8193 | 13.2 | 5 |  |  |  |  | 1
8194 | 14.7 | 5 |  |  |  |  | 1
8195 | 18.3 | 5 |  |  |  |  | 1
8196 | 16.8 | 5 |  |  |  |  | 1
8197 | 20.3 | 5 |  |  |  |  | 1
8198 | 20.4 | 5 |  |  |  |  | 1
8199 | 22.8 | 6.5 |  |  |  |  | 1
8200 | 22.5 | 6.3 |  |  |  |  | 1
8201 | 24.5 | 8.3 |  |  |  |  | 1
8202 | 21 | 5 |  |  |  |  | 1
8203 | 23.2 | 7 |  |  |  |  | 1
8204 | 19.1 | 5 |  |  |  |  | 1
8205 | 18.1 | 5 |  |  |  |  | 1
8206 | 14.9 | 5 |  |  |  |  | 1
8207 | 12.6 | 5 |  |  |  |  | 1
8208 | 10.3 | 5 |  |  |  |  | 1
8209 | 7.9 | 5 |  |  |  |  | 1
8210 | 6.1 | 5 |  |  |  |  | 1
8211 | 5.7 | 5 |  |  |  |  | 1
8212 | 5.3 | 5 |  |  |  |  | 1
8213 | 3.5 | 5 |  |  |  |  | 1
8214 | 5.7 | 5 |  |  |  |  | 1
8215 | 9 | 5 |  |  |  |  | 1
8216 | 10 | 5 |  |  |  |  | 1
8217 | 12.4 | 5 |  |  |  |  | 1
8218 | 14.8 | 5 |  |  |  |  | 1
8219 | 15.2 | 5 |  |  |  |  | 1
8220 | 20 | 5 |  |  |  |  | 1
8221 | 21.9 | 5.7 |  |  |  |  | 1
8222 | 24.1 | 7.9 |  |  |  |  | 1
8223 | 21.8 | 5.5 |  |  |  |  | 1
8224 | 22.5 | 6.2 |  |  |  |  | 1
8225 | 24.7 | 8.4 |  |  |  |  | 1
8226 | 22.2 | 5.9 |  |  |  |  | 1
8227 | 20 | 5 |  |  |  |  | 1
8228 | 20 | 5 |  |  |  |  | 1
8229 | 15.6 | 5 |  |  |  |  | 1
8230 | 12.8 | 5 |  |  |  |  | 1
8231 | 10.4 | 5 |  |  |  |  | 1
8232 | 10.1 | 5 |  |  |  |  | 1
8233 | 7.6 | 5 |  |  |  |  | 1
8234 | 7.4 | 5 |  |  |  |  | 1
8235 | 5.5 | 5 |  |  |  |  | 1
8236 | 5.8 | 5 |  |  |  |  | 1
8237 | 4.3 | 5 |  |  |  |  | 1
8238 | 7 | 5 |  |  |  |  | 1
8239 | 7.4 | 5 |  |  |  |  | 1
8240 | 9.5 | 5 |  |  |  |  | 1
8241 | 12 | 5 |  |  |  |  | 1
8242 | 13.7 | 5 |  |  |  |  | 1
8243 | 18.8 | 5 |  |  |  |  | 1
8244 | 18.3 | 5 |  |  |  |  | 1
8245 | 21.1 | 5 |  |  |  |  | 1
8246 | 23.2 | 6.9 |  |  |  |  | 1
8247 | 23.2 | 6.9 |  |  |  |  | 1
8248 | 24 | 7.7 |  |  |  |  | 1
8249 | 22.6 | 6.3 |  |  |  |  | 1
8250 | 22.7 | 6.4 |  |  |  |  | 1
8251 | 19.2 | 5 |  |  |  |  | 1
8252 | 17.6 | 5 |  |  |  |  | 1
8253 | 17.2 | 5 |  |  |  |  | 1
8254 | 14 | 5 |  |  |  |  | 1
8255 | 12.4 | 5 |  |  |  |  | 1
8256 | 12 | 5 |  |  |  |  | 1
8257 | 8.8 | 5 |  |  |  |  | 1
8258 | 5.3 | 5 |  |  |  |  | 1
8259 | 5.9 | 5 |  |  |  |  | 1
8260 | 4.8 | 5 |  |  |  |  | 1
8261 | 3.7 | 5 |  |  |  |  | 1
8262 | 5.9 | 5 |  |  |  |  | 1
8263 | 7.6 | 5 |  |  |  |  | 1
8264 | 8.9 | 5 |  |  |  |  | 1
8265 | 11.7 | 5 |  |  |  |  | 1
8266 | 13.7 | 5 |  |  |  |  | 1
8267 | 17.3 | 5 |  |  |  |  | 1
8268 | 18.8 | 5 |  |  |  |  | 1
8269 | 19.9 | 5 |  |  |  |  | 1
8270 | 21.8 | 5.5 |  |  |  |  | 1
8271 | 21.7 | 5.4 |  |  |  |  | 1
8272 | 22.2 | 5.8 |  |  |  |  | 1
8273 | 22.8 | 6.5 |  |  |  |  | 1
8274 | 20.1 | 5 |  |  |  |  | 1
8275 | 21.1 | 5 |  |  |  |  | 1
8276 | 19.6 | 5 |  |  |  |  | 1
8277 | 18 | 5 |  |  |  |  | 1
8278 | 14 | 5 |  |  |  |  | 1
8279 | 12.2 | 5 |  |  |  |  | 1
8280 | 9.8 | 5 |  |  |  |  | 1
8281 | 8.6 | 5 |  |  |  |  | 1
8282 | 3.9 | 5 |  |  |  |  | 1
8283 | 4.8 | 5 |  |  |  |  | 1
8284 | 4.4 | 5 |  |  |  |  | 1
8285 | 5 | 5 |  |  |  |  | 1
8286 | 7.8 | 5 |  |  |  |  | 1
8287 | 6.2 | 5 |  |  |  |  | 1
8288 | 9 | 5 |  |  |  |  | 1
8289 | 12.4 | 5 |  |  |  |  | 1
8290 | 13.6 | 5 |  |  |  |  | 1
8291 | 15.3 | 5 |  |  |  |  | 1
8292 | 19.7 | 5 |  |  |  |  | 1
8293 | 18.9 | 5 |  |  |  |  | 1
8294 | 23.2 | 6.8 |  |  |  |  | 1
8295 | 21.6 | 5.2 |  |  |  |  | 1
8296 | 21.4 | 5 |  |  |  |  | 1
8297 | 22.7 | 6.3 |  |  |  |  | 1
8298 | 20.5 | 5 |  |  |  |  | 1
8299 | 20.3 | 5 |  |  |  |  | 1
8300 | 17.8 | 5 |  |  |  |  | 1
8301 | 19.3 | 5 |  |  |  |  | 1
8302 | 16.1 | 5 |  |  |  |  | 1
8303 | 11.5 | 5 |  |  |  |  | 1
8304 | 8.4 | 5 |  |  |  |  | 1
8305 | 7 | 5 |  |  |  |  | 1
8306 | 7.1 | 5 |  |  |  |  | 1
8307 | 5.6 | 5 |  |  |  |  | 1
8308 | 5.2 | 5 |  |  |  |  | 1
8309 | 4.8 | 5 |  |  |  |  | 1
8310 | 5.4 | 5 |  |  |  |  | 1
8311 | 6.5 | 5 |  |  |  |  | 1
8312 | 9.7 | 5 |  |  |  |  | 1
8313 | 9.1 | 5 |  |  |  |  | 1
8314 | 11.4 | 5 |  |  |  |  | 1
8315 | 18 | 5 |  |  |  |  | 1
8316 | 17.3 | 5 |  |  |  |  | 1
8317 | 21 | 5 |  |  |  |  | 1
8318 | 20.4 | 5 |  |  |  |  | 1
8319 | 24 | 7.6 |  |  |  |  | 1
8320 | 23.4 | 7 |  |  |  |  | 1
8321 | 21.5 | 5.1 |  |  |  |  | 1
8322 | 19.5 | 5 |  |  |  |  | 1
8323 | 19.4 | 5 |  |  |  |  | 1
8324 | 17.4 | 5 |  |  |  |  | 1
8325 | 16.9 | 5 |  |  |  |  | 1
8326 | 14.2 | 5 |  |  |  |  | 1
8327 | 11.6 | 5 |  |  |  |  | 1
8328 | 11.8 | 5 |  |  |  |  | 1
8329 | 5.2 | 5 |  |  |  |  | 1
8330 | 3.9 | 5 |  |  |  |  | 1
8331 | 2.2 | 5 |  |  |  |  | 1
8332 | 5.1 | 5 |  |  |  |  | 1
8333 | 4.9 | 5 |  |  |  |  | 1
8334 | 5.5 | 5 |  |  |  |  | 1
8335 | 7 | 5 |  |  |  |  | 1
8336 | 10.4 | 5 |  |  |  |  | 1
8337 | 13 | 5 |  |  |  |  | 1
8338 | 14.4 | 5 |  |  |  |  | 1
8339 | 13.8 | 5 |  |  |  |  | 1
8340 | 16.3 | 5 |  |  |  |  | 1
8341 | 20.7 | 5 |  |  |  |  | 1
8342 | 22.4 | 6 |  |  |  |  | 1
8343 | 22.6 | 6.2 |  |  |  |  | 1
8344 | 22.4 | 6 |  |  |  |  | 1
8345 | 23.4 | 7 |  |  |  |  | 1
8346 | 19.2 | 5 |  |  |  |  | 1
8347 | 20.9 | 5 |  |  |  |  | 1
8348 | 16.8 | 5 |  |  |  |  | 1
8349 | 14.1 | 5 |  |  |  |  | 1
8350 | 15.6 | 5 |  |  |  |  | 1
8351 | 9.7 | 5 |  |  |  |  | 1
8352 | 8.5 | 5 |  |  |  |  | 1
8353 | 6.5 | 5 |  |  |  |  | 1
8354 | 3.9 | 5 |  |  |  |  | 1
8355 | 6.4 | 5 |  |  |  |  | 1
8356 | 6.5 | 5 |  |  |  |  | 1
8357 | 5.3 | 5 |  |  |  |  | 1
8358 | 7.5 | 5 |  |  |  |  | 1
8359 | 6.5 | 5 |  |  |  |  | 1
8360 | 8.9 | 5 |  |  |  |  | 1
8361 | 11.5 | 5 |  |  |  |  | 1
8362 | 13.9 | 5 |  |  |  |  | 1
8363 | 16.3 | 5 |  |  |  |  | 1
8364 | 18.8 | 5 |  |  |  |  | 1
8365 | 18.4 | 5 |  |  |  |  | 1
8366 | 19.8 | 5 |  |  |  |  | 1
8367 | 20.2 | 5 |  |  |  |  | 1
8368 | 21.1 | 5 |  |  |  |  | 1
8369 | 23.3 | 6.9 |  |  |  |  | 1
8370 | 22.4 | 6 |  |  |  |  | 1
8371 | 18.8 | 5 |  |  |  |  | 1
8372 | 16.4 | 5 |  |  |  |  | 1
8373 | 13 | 5 |  |  |  |  | 1
8374 | 13.1 | 5 |  |  |  |  | 1
8375 | 9.2 | 5 |  |  |  |  | 1
8376 | 8.8 | 5 |  |  |  |  | 1
8377 | 6.3 | 5 |  |  |  |  | 1
8378 | 6.6 | 5 |  |  |  |  | 1
8379 | 5.4 | 5 |  |  |  |  | 1
8380 | 6.2 | 5 |  |  |  |  | 1
8381 | 5.8 | 5 |  |  |  |  | 1
8382 | 6.7 | 5 |  |  |  |  | 1
8383 | 5.1 | 5 |  |  |  |  | 1
8384 | 9.8 | 5 |  |  |  |  | 1
8385 | 8.5 | 5 |  |  |  |  | 1
8386 | 14.2 | 5 |  |  |  |  | 1
8387 | 16.1 | 5 |  |  |  |  | 1
8388 | 18.5 | 5 |  |  |  |  | 1
8389 | 17.4 | 5 |  |  |  |  | 1
8390 | 21.2 | 5 |  |  |  |  | 1
8391 | 21.6 | 5.1 |  |  |  |  | 1
8392 | 23.6 | 7.2 |  |  |  |  | 1
8393 | 20.3 | 5 |  |  |  |  | 1
8394 | 20.1 | 5 |  |  |  |  | 1
8395 | 17.4 | 5 |  |  |  |  | 1
8396 | 18.5 | 5 |  |  |  |  | 1
8397 | 15 | 5 |  |  |  |  | 1
8398 | 13.6 | 5 |  |  |  |  | 1
8399 | 11.1 | 5 |  |  |  |  | 1
8400 | 10.7 | 5 |  |  |  |  | 1
8401 | 6 | 5 |  |  |  |  | 1
8402 | 6.3 | 5 |  |  |  |  | 1
8403 | 2.5 | 5 |  |  |  |  | 1
8404 | 4.8 | 5 |  |  |  |  | 1
8405 | 5 | 5 |  |  |  |  | 1
8406 | 6.8 | 5 |  |  |  |  | 1
8407 | 6.2 | 5 |  |  |  |  | 1
8408 | 8.7 | 5 |  |  |  |  | 1
8409 | 12.2 | 5 |  |  |  |  | 1
8410 | 13.8 | 5 |  |  |  |  | 1
8411 | 15 | 5 |  |  |  |  | 1
8412 | 19 | 5 |  |  |  |  | 1
8413 | 19.3 | 5 |  |  |  |  | 1
8414 | 18.6 | 5 |  |  |  |  | 1
8415 | 21.8 | 5.3 |  |  |  |  | 1
8416 | 21.6 | 5.1 |  |  |  |  | 1
8417 | 19.7 | 5 |  |  |  |  | 1
8418 | 17.6 | 5 |  |  |  |  | 1
8419 | 20.2 | 5 |  |  |  |  | 1
8420 | 19.6 | 5 |  |  |  |  | 1
8421 | 15.1 | 5 |  |  |  |  | 1
8422 | 14.9 | 5 |  |  |  |  | 1
8423 | 12.6 | 5 |  |  |  |  | 1
8424 | 9.8 | 5 |  |  |  |  | 1
8425 | 5.4 | 5 |  |  |  |  | 1
8426 | 4.3 | 5 |  |  |  |  | 1
8427 | 1.8 | 5 |  |  |  |  | 1
8428 | 4.6 | 5 |  |  |  |  | 1
8429 | 6 | 5 |  |  |  |  | 1
8430 | 5.4 | 5 |  |  |  |  | 1
8431 | 6.5 | 5 |  |  |  |  | 1
8432 | 10.5 | 5 |  |  |  |  | 1
8433 | 10.9 | 5 |  |  |  |  | 1
8434 | 11.3 | 5 |  |  |  |  | 1
8435 | 13.3 | 5 |  |  |  |  | 1
8436 | 17.9 | 5 |  |  |  |  | 1
8437 | 20.1 | 5 |  |  |  |  | 1
8438 | 20.8 | 5 |  |  |  |  | 1
8439 | 23.1 | 6.6 |  |  |  |  | 1
8440 | 22.1 | 5.6 |  |  |  |  | 1
8441 | 21.6 | 5.1 |  |  |  |  | 1
8442 | 19.8 | 5 |  |  |  |  | 1
8443 | 19.1 | 5 |  |  |  |  | 1
8444 | 18.4 | 5 |  |  |  |  | 1
8445 | 15.6 | 5 |  |  |  |  | 1
8446 | 14.2 | 5 |  |  |  |  | 1
8447 | 9.2 | 5 |  |  |  |  | 1
8448 | 8.4 | 5 |  |  |  |  | 1
8449 | 8.7 | 5 |  |  |  |  | 1
8450 | 4.6 | 5 |  |  |  |  | 1
8451 | 3.3 | 5 |  |  |  |  | 1
8452 | 2.8 | 5 |  |  |  |  | 1
8453 | 4.5 | 5 |  |  |  |  | 1
8454 | 6.3 | 5 |  |  |  |  | 1
8455 | 5.9 | 5 |  |  |  |  | 1
8456 | 7.1 | 5 |  |  |  |  | 1
8457 | 8.4 | 5 |  |  |  |  | 1
8458 | 13.3 | 5 |  |  |  |  | 1
8459 | 13.6 | 5 |  |  |  |  | 1
8460 | 18.8 | 5 |  |  |  |  | 1
8461 | 18.9 | 5 |  |  |  |  | 1
8462 | 20.5 | 5 |  |  |  |  | 1
8463 | 23.3 | 6.7 |  |  |  |  | 1
8464 | 19.9 | 5 |  |  |  |  | 1
8465 | 21.8 | 5.2 |  |  |  |  | 1
8466 | 19.7 | 5 |  |  |  |  | 1
8467 | 17.9 | 5 |  |  |  |  | 1
8468 | 16.2 | 5 |  |  |  |  | 1
8469 | 16.4 | 5 |  |  |  |  | 1
8470 | 14.2 | 5 |  |  |  |  | 1
8471 | 10.6 | 5 |  |  |  |  | 1
8472 | 7.3 | 5 |  |  |  |  | 1
8473 | 5.5 | 5 |  |  |  |  | 1
8474 | 5.7 | 5 |  |  |  |  | 1
8475 | 4.3 | 5 |  |  |  |  | 1
8476 | 2.4 | 5 |  |  |  |  | 1
8477 | 4.7 | 5 |  |  |  |  | 1
8478 | 4.4 | 5 |  |  |  |  | 1
8479 | 4.8 | 5 |  |  |  |  | 1
8480 | 8.4 | 5 |  |  |  |  | 1
8481 | 10.5 | 5 |  |  |  |  | 1
8482 | 12.5 | 5 |  |  |  |  | 1
8483 | 15.1 | 5 |  |  |  |  | 1
8484 | 18.8 | 5 |  |  |  |  | 1
8485 | 19 | 5 |  |  |  |  | 1
8486 | 22.1 | 5.5 |  |  |  |  | 1
8487 | 22 | 5.4 |  |  |  |  | 1
8488 | 23.8 | 7.2 |  |  |  |  | 1
8489 | 21.8 | 5.2 |  |  |  |  | 1
8490 | 21.4 | 5 |  |  |  |  | 1
8491 | 18.1 | 5 |  |  |  |  | 1
8492 | 18.1 | 5 |  |  |  |  | 1
8493 | 14.9 | 5 |  |  |  |  | 1
8494 | 11 | 5 |  |  |  |  | 1
8495 | 10.8 | 5 |  |  |  |  | 1
8496 | 9 | 5 |  |  |  |  | 1
8497 | 6.6 | 5 |  |  |  |  | 1
8498 | 5.2 | 5 |  |  |  |  | 1
8499 | 3.6 | 5 |  |  |  |  | 1
8500 | 5 | 5 |  |  |  |  | 1
8501 | 5.8 | 5 |  |  |  |  | 1
8502 | 5.9 | 5 |  |  |  |  | 1
8503 | 8.1 | 5 |  |  |  |  | 1
8504 | 8.1 | 5 |  |  |  |  | 1
8505 | 12.3 | 5 |  |  |  |  | 1
8506 | 11.7 | 5 |  |  |  |  | 1
8507 | 14.1 | 5 |  |  |  |  | 1
8508 | 16.8 | 5 |  |  |  |  | 1
8509 | 17.1 | 5 |  |  |  |  | 1
8510 | 20.4 | 5 |  |  |  |  | 1
8511 | 21 | 5 |  |  |  |  | 1
8512 | 21.6 | 5 |  |  |  |  | 1
8513 | 21.3 | 5 |  |  |  |  | 1
8514 | 19.9 | 5 |  |  |  |  | 1
8515 | 18.2 | 5 |  |  |  |  | 1
8516 | 16.2 | 5 |  |  |  |  | 1
8517 | 15.4 | 5 |  |  |  |  | 1
8518 | 13.5 | 5 |  |  |  |  | 1
8519 | 12.1 | 5 |  |  |  |  | 1
8520 | 9.5 | 5 |  |  |  |  | 1
8521 | 7.1 | 5 |  |  |  |  | 1
8522 | 5.6 | 5 |  |  |  |  | 1
8523 | 0.9 | 5 |  |  |  |  | 1
8524 | 3 | 5 |  |  |  |  | 1
8525 | 6 | 5 |  |  |  |  | 1
8526 | 5.6 | 5 |  |  |  |  | 1
8527 | 6.5 | 5 |  |  |  |  | 1
8528 | 6.9 | 5 |  |  |  |  | 1
8529 | 11.1 | 5 |  |  |  |  | 1
8530 | 12.1 | 5 |  |  |  |  | 1
8531 | 14.7 | 5 |  |  |  |  | 1
8532 | 16.9 | 5 |  |  |  |  | 1
8533 | 17.6 | 5 |  |  |  |  | 1
8534 | 22 | 5.4 |  |  |  |  | 1
8535 | 21.6 | 5 |  |  |  |  | 1
8536 | 21.8 | 5.2 |  |  |  |  | 1
8537 | 20.9 | 5 |  |  |  |  | 1
8538 | 18.9 | 5 |  |  |  |  | 1
8539 | 16.3 | 5 |  |  |  |  | 1
8540 | 17.6 | 5 |  |  |  |  | 1
8541 | 13.2 | 5 |  |  |  |  | 1
8542 | 13 | 5 |  |  |  |  | 1
8543 | 11.5 | 5 |  |  |  |  | 1
8544 | 8.8 | 5 |  |  |  |  | 1
8545 | 4.2 | 5 |  |  |  |  | 1
8546 | 2.6 | 5 |  |  |  |  | 1
8547 | 2.3 | 5 |  |  |  |  | 1
8548 | 3.7 | 5 |  |  |  |  | 1
8549 | 6 | 5 |  |  |  |  | 1
8550 | 4.7 | 5 |  |  |  |  | 1
8551 | 5.9 | 5 |  |  |  |  | 1
8552 | 7.4 | 5 |  |  |  |  | 1
8553 | 9.2 | 5 |  |  |  |  | 1
8554 | 13 | 5 |  |  |  |  | 1
8555 | 13.9 | 5 |  |  |  |  | 1
8556 | 18.5 | 5 |  |  |  |  | 1
8557 | 18.9 | 5 |  |  |  |  | 1
8558 | 21.4 | 5 |  |  |  |  | 1
8559 | 21.1 | 5 |  |  |  |  | 1
8560 | 22 | 5.3 |  |  |  |  | 1
8561 | 21.7 | 5 |  |  |  |  | 1
8562 | 19.1 | 5 |  |  |  |  | 1
8563 | 19.6 | 5 |  |  |  |  | 1
8564 | 16.3 | 5 |  |  |  |  | 1
8565 | 17.5 | 5 |  |  |  |  | 1
8566 | 11.8 | 5 |  |  |  |  | 1
8567 | 11.1 | 5 |  |  |  |  | 1
8568 | 8.1 | 5 |  |  |  |  | 1
8569 | 5.9 | 5 |  |  |  |  | 1
8570 | 4.7 | 5 |  |  |  |  | 1
8571 | 1.8 | 5 |  |  |  |  | 1
8572 | 2.6 | 5 |  |  |  |  | 1
8573 | 4.4 | 5 |  |  |  |  | 1
8574 | 4.1 | 5 |  |  |  |  | 1
8575 | 6.1 | 5 |  |  |  |  | 1
8576 | 8.1 | 5 |  |  |  |  | 1
8577 | 8.3 | 5 |  |  |  |  | 1
8578 | 13.8 | 5 |  |  |  |  | 1
8579 | 15.2 | 5 |  |  |  |  | 1
8580 | 16.8 | 5 |  |  |  |  | 1
8581 | 19 | 5 |  |  |  |  | 1
8582 | 20.1 | 5 |  |  |  |  | 1
8583 | 21.7 | 5 |  |  |  |  | 1
8584 | 20.8 | 5 |  |  |  |  | 1
8585 | 22.2 | 5.5 |  |  |  |  | 1
8586 | 20.7 | 5 |  |  |  |  | 1
8587 | 17.6 | 5 |  |  |  |  | 1
8588 | 18 | 5 |  |  |  |  | 1
8589 | 16 | 5 |  |  |  |  | 1
8590 | 12.8 | 5 |  |  |  |  | 1
8591 | 10.2 | 5 |  |  |  |  | 1
8592 | 7.3 | 5 |  |  |  |  | 1
8593 | 7.1 | 5 |  |  |  |  | 1
8594 | 2.6 | 5 |  |  |  |  | 1
8595 | 3.5 | 5 |  |  |  |  | 1
8596 | 2.1 | 5 |  |  |  |  | 1
8597 | 4.3 | 5 |  |  |  |  | 1
8598 | 3.9 | 5 |  |  |  |  | 1
8599 | 5.7 | 5 |  |  |  |  | 1
8600 | 7.2 | 5 |  |  |  |  | 1
8601 | 12.1 | 5 |  |  |  |  | 1
8602 | 11.2 | 5 |  |  |  |  | 1
8603 | 14 | 5 |  |  |  |  | 1
8604 | 17.4 | 5 |  |  |  |  | 1
8605 | 17.3 | 5 |  |  |  |  | 1
8606 | 23.6 | 6.9 |  |  |  |  | 1
8607 | 20.8 | 5 |  |  |  |  | 1
8608 | 20.5 | 5 |  |  |  |  | 1
8609 | 19.9 | 5 |  |  |  |  | 1
8610 | 22.4 | 5.6 |  |  |  |  | 1
8611 | 21.2 | 5 |  |  |  |  | 1
8612 | 15.7 | 5 |  |  |  |  | 1
8613 | 14.2 | 5 |  |  |  |  | 1
8614 | 11.8 | 5 |  |  |  |  | 1
8615 | 10.1 | 5 |  |  |  |  | 1
8616 | 7.1 | 5 |  |  |  |  | 1
8617 | 4.3 | 5 |  |  |  |  | 1
8618 | 4.6 | 5 |  |  |  |  | 1
8619 | 5.1 | 5 |  |  |  |  | 1
8620 | 3.2 | 5 |  |  |  |  | 1
8621 | 3.9 | 5 |  |  |  |  | 1
8622 | 4.2 | 5 |  |  |  |  | 1
8623 | 5.6 | 5 |  |  |  |  | 1
8624 | 7.1 | 5 |  |  |  |  | 1
8625 | 8.8 | 5 |  |  |  |  | 1
8626 | 12.9 | 5 |  |  |  |  | 1
8627 | 13.6 | 5 |  |  |  |  | 1
8628 | 17.5 | 5 |  |  |  |  | 1
8629 | 18 | 5 |  |  |  |  | 1
8630 | 20.9 | 5 |  |  |  |  | 1
8631 | 22.4 | 5.7 |  |  |  |  | 1
8632 | 21.1 | 5 |  |  |  |  | 1
8633 | 22.2 | 5.4 |  |  |  |  | 1
8634 | 18.6 | 5 |  |  |  |  | 1
8635 | 18.2 | 5 |  |  |  |  | 1
8636 | 17.8 | 5 |  |  |  |  | 1
8637 | 16 | 5 |  |  |  |  | 1
8638 | 10.9 | 5 |  |  |  |  | 1
8639 | 9.1 | 5 |  |  |  |  | 1
8640 | 8.7 | 5 |  |  |  |  | 1
8641 | 4.8 | 5 |  |  |  |  | 1
8642 | 3.4 | 5 |  |  |  |  | 1
8643 | 4.3 | 5 |  |  |  |  | 1
8644 | 3.3 | 5 |  |  |  |  | 1
8645 | 2.5 | 5 |  |  |  |  | 1
8646 | 4.8 | 5 |  |  |  |  | 1
8647 | 4.4 | 5 |  |  |  |  | 1
8648 | 8.5 | 5 |  |  |  |  | 1
8649 | 9.1 | 5 |  |  |  |  | 1
8650 | 14.8 | 5 |  |  |  |  | 1
8651 | 15.8 | 5 |  |  |  |  | 1
8652 | 13.7 | 5 |  |  |  |  | 1
8653 | 18.6 | 5 |  |  |  |  | 1
8654 | 18.2 | 5 |  |  |  |  | 1
8655 | 20.9 | 5 |  |  |  |  | 1
8656 | 21.3 | 5 |  |  |  |  | 1
8657 | 21.1 | 5 |  |  |  |  | 1
8658 | 18.4 | 5 |  |  |  |  | 1
8659 | 16.6 | 5 |  |  |  |  | 1
8660 | 15.9 | 5 |  |  |  |  | 1
8661 | 14.6 | 5 |  |  |  |  | 1
8662 | 11.6 | 5 |  |  |  |  | 1
8663 | 11.6 | 5 |  |  |  |  | 1
8664 | 7.4 | 5 |  |  |  |  | 1
8665 | 6.4 | 5 |  |  |  |  | 1
8666 | 2.9 | 5 |  |  |  |  | 1
8667 | 1.3 | 5 |  |  |  |  | 1
8668 | 6 | 5 |  |  |  |  | 1
8669 | 4 | 5 |  |  |  |  | 1
8670 | 3.1 | 5 |  |  |  |  | 1
8671 | 4.7 | 5 |  |  |  |  | 1
8672 | 7.9 | 5 |  |  |  |  | 1
8673 | 9.2 | 5 |  |  |  |  | 1
8674 | 11.7 | 5 |  |  |  |  | 1
8675 | 13.6 | 5 |  |  |  |  | 1
8676 | 17.7 | 5 |  |  |  |  | 1
8677 | 17.3 | 5 |  |  |  |  | 1
8678 | 22.3 | 5.5 |  |  |  |  | 1
8679 | 18.9 | 5 |  |  |  |  | 1
8680 | 21.2 | 5 |  |  |  |  | 1
8681 | 20.6 | 5 |  |  |  |  | 1
8682 | 18.6 | 5 |  |  |  |  | 1
8683 | 16.3 | 5 |  |  |  |  | 1
8684 | 18.4 | 5 |  |  |  |  | 1
8685 | 15.6 | 5 |  |  |  |  | 1
8686 | 11.5 | 5 |  |  |  |  | 1
8687 | 9.3 | 5 |  |  |  |  | 1
8688 | 9.8 | 5 |  |  |  |  | 1
8689 | 6.1 | 5 |  |  |  |  | 1
8690 | 4.1 | 5 |  |  |  |  | 1
8691 | 1.2 | 5 |  |  |  |  | 1
8692 | 3.4 | 5 |  |  |  |  | 1
8693 | 4.1 | 5 |  |  |  |  | 1
8694 | 4.8 | 5 |  |  |  |  | 1
8695 | 4.6 | 5 |  |  |  |  | 1
8696 | 10.5 | 5 |  |  |  |  | 1
8697 | 9.5 | 5 |  |  |  |  | 1
8698 | 12.1 | 5 |  |  |  |  | 1
8699 | 13.9 | 5 |  |  |  |  | 1
8700 | 14 | 5 |  |  |  |  | 1
8701 | 17.7 | 5 |  |  |  |  | 1
8702 | 19 | 5 |  |  |  |  | 1
8703 | 18.9 | 5 |  |  |  |  | 1
8704 | 20.9 | 5 |  |  |  |  | 1
8705 | 19.9 | 5 |  |  |  |  | 1
8706 | 20 | 5 |  |  |  |  | 1
8707 | 17.9 | 5 |  |  |  |  | 1
8708 | 15.9 | 5 |  |  |  |  | 1
8709 | 14.3 | 5 |  |  |  |  | 1
8710 | 11.5 | 5 |  |  |  |  | 1
8711 | 7.8 | 5 |  |  |  |  | 1
8712 | 6.6 | 5 |  |  |  |  | 1
8713 | 7.4 | 5 |  |  |  |  | 1
8714 | 4.4 | 5 |  |  |  |  | 1
8715 | 1.8 | 5 |  |  |  |  | 1
8716 | 3.8 | 5 |  |  |  |  | 1
8717 | 1.5 | 5 |  |  |  |  | 1
8718 | 4 | 5 |  |  |  |  | 1
8719 | 4 | 5 |  |  |  |  | 1
8720 | 6.7 | 5 |  |  |  |  | 1
8721 | 11.3 | 5 |  |  |  |  | 1
8722 | 8.8 | 5 |  |  |  |  | 1
8723 | 12.6 | 5 |  |  |  |  | 1
8724 | 17.5 | 5 |  |  |  |  | 1
8725 | 18.4 | 5 |  |  |  |  | 1
8726 | 20.1 | 5 |  |  |  |  | 1
8727 | 20.4 | 5 |  |  |  |  | 1
8728 | 19.9 | 5 |  |  |  |  | 1
8729 | 19.6 | 5 |  |  |  |  | 1
8730 | 19.3 | 5 |  |  |  |  | 1
8731 | 18.2 | 5 |  |  |  |  | 1
8732 | 14.7 | 5 |  |  |  |  | 1
8733 | 16 | 5 |  |  |  |  | 1
8734 | 10.2 | 5 |  |  |  |  | 1
8735 | 8.8 | 5 |  |  |  |  | 1
8736 | 6.2 | 5 |  |  |  |  | 1
8737 | 4.3 | 5 |  |  |  |  | 1
8738 | 2.6 | 5 |  |  |  |  | 1
8739 | 1.6 | 5 |  |  |  |  | 1
8740 | 2.5 | 5 |  |  |  |  | 1
8741 | 4.8 | 5 |  |  |  |  | 1
8742 | 2.8 | 5 |  |  |  |  | 1
8743 | 5.4 | 5 |  |  |  |  | 1
8744 | 6 | 5 |  |  |  |  | 1
8745 | 12.4 | 5 |  |  |  |  | 1
8746 | 12.4 | 5 |  |  |  |  | 1
8747 | 14.3 | 5 |  |  |  |  | 1
8748 | 16.2 | 5 |  |  |  |  | 1
8749 | 18.1 | 5 |  |  |  |  | 1
8750 | 20.3 | 5 |  |  |  |  | 1
8751 | 20.2 | 5 |  |  |  |  | 1
8752 | 23.2 | 6.3 |  |  |  |  | 1
8753 | 22.3 | 5.5 |  |  |  |  | 1
8754 | 19 | 5 |  |  |  |  | 1
8755 | 17.2 | 5 |  |  |  |  | 1
8756 | 17 | 5 |  |  |  |  | 1
8757 | 15.5 | 5 |  |  |  |  | 1
8758 | 11.2 | 5 |  |  |  |  | 1
8759 | 9.3 | 5 |  |  |  |  | 1
8760 | 5.6 | 5 |  |  |  |  | 1
Energy-weighted PUE
Annual WUE (L/kWh)
Chiller-trim hours
Adiabatic hours
Warm-high-fan hours
Annual max DB (check vs anchor)
QC: WB>DB errors=0

## Bin_Houston_SYNTH
SYNTHETIC — NOT MEASURED TMY3. Anchor-calibrated to Houston ASHRAE design conditions. REPLACE with real TMY3/EPW before issuance. 0.4% WB ~26.7C. Hot-HUMID: high coincident WB forces trim.
hour | Tdb_C | Twb_C | dry_feasible | mode | fan_frac | fan_MW | pump_MW | adiab_Lph | trim_MW | cooling_MW | total_MW | hourly_PUE
1 | 6.2 | 2 |  |  |  |  | 1
2 | 4.6 | 2 |  |  |  |  | 1
3 | 4.4 | 2 |  |  |  |  | 1
4 | 1.6 | 2 |  |  |  |  | 1
5 | 6.4 | 2 |  |  |  |  | 1
6 | 6.4 | 2 |  |  |  |  | 1
7 | 6.3 | 2 |  |  |  |  | 1
8 | 6.3 | 2 |  |  |  |  | 1
9 | 8 | 2 |  |  |  |  | 1
10 | 12.2 | 4.4 |  |  |  |  | 1
11 | 11.6 | 3.7 |  |  |  |  | 1
12 | 15.4 | 7.6 |  |  |  |  | 1
13 | 15.7 | 7.8 |  |  |  |  | 1
14 | 16.8 | 9 |  |  |  |  | 1
15 | 17.6 | 9.8 |  |  |  |  | 1
16 | 16.1 | 8.3 |  |  |  |  | 1
17 | 19.5 | 11.6 |  |  |  |  | 1
18 | 16.2 | 8.3 |  |  |  |  | 1
19 | 14.9 | 7 |  |  |  |  | 1
20 | 12.9 | 5 |  |  |  |  | 1
21 | 13.4 | 5.5 |  |  |  |  | 1
22 | 12.3 | 4.5 |  |  |  |  | 1
23 | 11.4 | 3.5 |  |  |  |  | 1
24 | 5.8 | 2 |  |  |  |  | 1
25 | 8.5 | 2 |  |  |  |  | 1
26 | 5.2 | 2 |  |  |  |  | 1
27 | 3.4 | 2 |  |  |  |  | 1
28 | 3 | 2 |  |  |  |  | 1
29 | 5.8 | 2 |  |  |  |  | 1
30 | 6.6 | 2 |  |  |  |  | 1
31 | 6 | 2 |  |  |  |  | 1
32 | 9.1 | 2 |  |  |  |  | 1
33 | 10.5 | 2.7 |  |  |  |  | 1
34 | 11.7 | 3.8 |  |  |  |  | 1
35 | 12 | 4.1 |  |  |  |  | 1
36 | 15.1 | 7.2 |  |  |  |  | 1
37 | 16.1 | 8.2 |  |  |  |  | 1
38 | 17.3 | 9.4 |  |  |  |  | 1
39 | 18.9 | 11 |  |  |  |  | 1
40 | 16.8 | 8.9 |  |  |  |  | 1
41 | 19.3 | 11.4 |  |  |  |  | 1
42 | 17.1 | 9.2 |  |  |  |  | 1
43 | 16 | 8.1 |  |  |  |  | 1
44 | 13.7 | 5.8 |  |  |  |  | 1
45 | 14.9 | 7 |  |  |  |  | 1
46 | 10 | 2.1 |  |  |  |  | 1
47 | 5.7 | 2 |  |  |  |  | 1
48 | 6.6 | 2 |  |  |  |  | 1
49 | 6 | 2 |  |  |  |  | 1
50 | 5.2 | 2 |  |  |  |  | 1
51 | 3.6 | 2 |  |  |  |  | 1
52 | 4.5 | 2 |  |  |  |  | 1
53 | 4.7 | 2 |  |  |  |  | 1
54 | 4.7 | 2 |  |  |  |  | 1
55 | 4.5 | 2 |  |  |  |  | 1
56 | 9.3 | 2 |  |  |  |  | 1
57 | 9.6 | 2 |  |  |  |  | 1
58 | 11 | 3.2 |  |  |  |  | 1
59 | 11.6 | 3.7 |  |  |  |  | 1
60 | 14.3 | 6.4 |  |  |  |  | 1
61 | 17.6 | 9.8 |  |  |  |  | 1
62 | 17.2 | 9.3 |  |  |  |  | 1
63 | 17.9 | 10 |  |  |  |  | 1
64 | 17.6 | 9.7 |  |  |  |  | 1
65 | 18.1 | 10.2 |  |  |  |  | 1
66 | 17.4 | 9.5 |  |  |  |  | 1
67 | 14.1 | 6.3 |  |  |  |  | 1
68 | 14.7 | 6.8 |  |  |  |  | 1
69 | 12.5 | 4.6 |  |  |  |  | 1
70 | 13.2 | 5.3 |  |  |  |  | 1
71 | 11.2 | 3.3 |  |  |  |  | 1
72 | 8.9 | 2 |  |  |  |  | 1
73 | 6 | 2 |  |  |  |  | 1
74 | 5.4 | 2 |  |  |  |  | 1
75 | 4.6 | 2 |  |  |  |  | 1
76 | 5.3 | 2 |  |  |  |  | 1
77 | 4.6 | 2 |  |  |  |  | 1
78 | 4.5 | 2 |  |  |  |  | 1
79 | 4.8 | 2 |  |  |  |  | 1
80 | 6.4 | 2 |  |  |  |  | 1
81 | 7 | 2 |  |  |  |  | 1
82 | 11.2 | 3.3 |  |  |  |  | 1
83 | 12.6 | 4.8 |  |  |  |  | 1
84 | 16.9 | 9.1 |  |  |  |  | 1
85 | 15.2 | 7.3 |  |  |  |  | 1
86 | 18 | 10.1 |  |  |  |  | 1
87 | 16.1 | 8.2 |  |  |  |  | 1
88 | 17.8 | 10 |  |  |  |  | 1
89 | 17 | 9.1 |  |  |  |  | 1
90 | 14.8 | 6.9 |  |  |  |  | 1
91 | 16.3 | 8.4 |  |  |  |  | 1
92 | 14 | 6.1 |  |  |  |  | 1
93 | 13.5 | 5.6 |  |  |  |  | 1
94 | 12.7 | 4.9 |  |  |  |  | 1
95 | 9.2 | 2 |  |  |  |  | 1
96 | 6.5 | 2 |  |  |  |  | 1
97 | 7.7 | 2 |  |  |  |  | 1
98 | 3.1 | 2 |  |  |  |  | 1
99 | 4.6 | 2 |  |  |  |  | 1
100 | 4 | 2 |  |  |  |  | 1
101 | 6 | 2 |  |  |  |  | 1
102 | 6.1 | 2 |  |  |  |  | 1
103 | 6.5 | 2 |  |  |  |  | 1
104 | 6.7 | 2 |  |  |  |  | 1
105 | 9.6 | 2 |  |  |  |  | 1
106 | 10.3 | 2.4 |  |  |  |  | 1
107 | 11.2 | 3.3 |  |  |  |  | 1
108 | 14.6 | 6.7 |  |  |  |  | 1
109 | 15.2 | 7.3 |  |  |  |  | 1
110 | 16.6 | 8.7 |  |  |  |  | 1
111 | 19.9 | 12 |  |  |  |  | 1
112 | 18.7 | 10.8 |  |  |  |  | 1
113 | 17.9 | 10 |  |  |  |  | 1
114 | 15.5 | 7.6 |  |  |  |  | 1
115 | 14.6 | 6.7 |  |  |  |  | 1
116 | 12.5 | 4.6 |  |  |  |  | 1
117 | 13.5 | 5.5 |  |  |  |  | 1
118 | 11.2 | 3.3 |  |  |  |  | 1
119 | 8.7 | 2 |  |  |  |  | 1
120 | 5.6 | 2 |  |  |  |  | 1
121 | 5.2 | 2 |  |  |  |  | 1
122 | 4.9 | 2 |  |  |  |  | 1
123 | 4.9 | 2 |  |  |  |  | 1
124 | 4.2 | 2 |  |  |  |  | 1
125 | 3 | 2 |  |  |  |  | 1
126 | 3.8 | 2 |  |  |  |  | 1
127 | 4 | 2 |  |  |  |  | 1
128 | 5.2 | 2 |  |  |  |  | 1
129 | 8 | 2 |  |  |  |  | 1
130 | 10.9 | 3 |  |  |  |  | 1
131 | 15 | 7.1 |  |  |  |  | 1
132 | 12.4 | 4.4 |  |  |  |  | 1
133 | 13.2 | 5.3 |  |  |  |  | 1
134 | 17.4 | 9.5 |  |  |  |  | 1
135 | 17 | 9.1 |  |  |  |  | 1
136 | 18 | 10.1 |  |  |  |  | 1
137 | 14.9 | 6.9 |  |  |  |  | 1
138 | 16.4 | 8.5 |  |  |  |  | 1
139 | 15.4 | 7.5 |  |  |  |  | 1
140 | 13.5 | 5.6 |  |  |  |  | 1
141 | 15.1 | 7.2 |  |  |  |  | 1
142 | 12.5 | 4.6 |  |  |  |  | 1
143 | 8 | 2 |  |  |  |  | 1
144 | 6 | 2 |  |  |  |  | 1
145 | 5.3 | 2 |  |  |  |  | 1
146 | 2.2 | 2 |  |  |  |  | 1
147 | 4.2 | 2 |  |  |  |  | 1
148 | 2.4 | 2 |  |  |  |  | 1
149 | 4.3 | 2 |  |  |  |  | 1
150 | 5.3 | 2 |  |  |  |  | 1
151 | 4.9 | 2 |  |  |  |  | 1
152 | 7 | 2 |  |  |  |  | 1
153 | 9.9 | 2 |  |  |  |  | 1
154 | 10 | 2.1 |  |  |  |  | 1
155 | 12.6 | 4.7 |  |  |  |  | 1
156 | 14.2 | 6.2 |  |  |  |  | 1
157 | 17.5 | 9.5 |  |  |  |  | 1
158 | 18.4 | 10.5 |  |  |  |  | 1
159 | 16.5 | 8.6 |  |  |  |  | 1
160 | 17.5 | 9.5 |  |  |  |  | 1
161 | 16.6 | 8.6 |  |  |  |  | 1
162 | 16.1 | 8.2 |  |  |  |  | 1
163 | 13.4 | 5.4 |  |  |  |  | 1
164 | 13.3 | 5.4 |  |  |  |  | 1
165 | 10.7 | 2.7 |  |  |  |  | 1
166 | 10.7 | 2.8 |  |  |  |  | 1
167 | 7.8 | 2 |  |  |  |  | 1
168 | 7.6 | 2 |  |  |  |  | 1
169 | 5.1 | 2 |  |  |  |  | 1
170 | 4.2 | 2 |  |  |  |  | 1
171 | 1.5 | 2 |  |  |  |  | 1
172 | 3.2 | 2 |  |  |  |  | 1
173 | 3.9 | 2 |  |  |  |  | 1
174 | 3.5 | 2 |  |  |  |  | 1
175 | 6 | 2 |  |  |  |  | 1
176 | 7.5 | 2 |  |  |  |  | 1
177 | 8.2 | 2 |  |  |  |  | 1
178 | 11.1 | 3.2 |  |  |  |  | 1
179 | 11.8 | 3.9 |  |  |  |  | 1
180 | 14.6 | 6.6 |  |  |  |  | 1
181 | 15.6 | 7.7 |  |  |  |  | 1
182 | 16.2 | 8.2 |  |  |  |  | 1
183 | 16.8 | 8.9 |  |  |  |  | 1
184 | 16.7 | 8.7 |  |  |  |  | 1
185 | 16.4 | 8.5 |  |  |  |  | 1
186 | 13.7 | 5.8 |  |  |  |  | 1
187 | 15.2 | 7.3 |  |  |  |  | 1
188 | 14.4 | 6.4 |  |  |  |  | 1
189 | 10.1 | 2.2 |  |  |  |  | 1
190 | 11.5 | 3.6 |  |  |  |  | 1
191 | 7.3 | 2 |  |  |  |  | 1
192 | 7.5 | 2 |  |  |  |  | 1
193 | 6.3 | 2 |  |  |  |  | 1
194 | 4.8 | 2 |  |  |  |  | 1
195 | 5.7 | 2 |  |  |  |  | 1
196 | 4.3 | 2 |  |  |  |  | 1
197 | 2.5 | 2 |  |  |  |  | 1
198 | 6.7 | 2 |  |  |  |  | 1
199 | 5.4 | 2 |  |  |  |  | 1
200 | 6.9 | 2 |  |  |  |  | 1
201 | 10.5 | 2.5 |  |  |  |  | 1
202 | 10.6 | 2.6 |  |  |  |  | 1
203 | 13.1 | 5.2 |  |  |  |  | 1
204 | 14.3 | 6.4 |  |  |  |  | 1
205 | 16.7 | 8.7 |  |  |  |  | 1
206 | 14.5 | 6.5 |  |  |  |  | 1
207 | 17.4 | 9.4 |  |  |  |  | 1
208 | 16.9 | 9 |  |  |  |  | 1
209 | 16.7 | 8.7 |  |  |  |  | 1
210 | 18.2 | 10.2 |  |  |  |  | 1
211 | 17 | 9.1 |  |  |  |  | 1
212 | 13.1 | 5.1 |  |  |  |  | 1
213 | 11.5 | 3.6 |  |  |  |  | 1
214 | 10.5 | 2.5 |  |  |  |  | 1
215 | 7.7 | 2 |  |  |  |  | 1
216 | 6.7 | 2 |  |  |  |  | 1
217 | 5.6 | 2 |  |  |  |  | 1
218 | 5.4 | 2 |  |  |  |  | 1
219 | 5.2 | 2 |  |  |  |  | 1
220 | 3.9 | 2 |  |  |  |  | 1
221 | 4.1 | 2 |  |  |  |  | 1
222 | 4 | 2 |  |  |  |  | 1
223 | 7.7 | 2 |  |  |  |  | 1
224 | 7.1 | 2 |  |  |  |  | 1
225 | 8.7 | 2 |  |  |  |  | 1
226 | 9.6 | 2 |  |  |  |  | 1
227 | 12.7 | 4.7 |  |  |  |  | 1
228 | 12.5 | 4.6 |  |  |  |  | 1
229 | 15.3 | 7.4 |  |  |  |  | 1
230 | 16.7 | 8.8 |  |  |  |  | 1
231 | 18.9 | 11 |  |  |  |  | 1
232 | 18.4 | 10.5 |  |  |  |  | 1
233 | 19.6 | 11.7 |  |  |  |  | 1
234 | 17.8 | 9.9 |  |  |  |  | 1
235 | 17.5 | 9.6 |  |  |  |  | 1
236 | 15.3 | 7.3 |  |  |  |  | 1
237 | 11 | 3 |  |  |  |  | 1
238 | 9.9 | 2 |  |  |  |  | 1
239 | 8.6 | 2 |  |  |  |  | 1
240 | 7 | 2 |  |  |  |  | 1
241 | 4.9 | 2 |  |  |  |  | 1
242 | 3.8 | 2 |  |  |  |  | 1
243 | 4.6 | 2 |  |  |  |  | 1
244 | 2.6 | 2 |  |  |  |  | 1
245 | 5.4 | 2 |  |  |  |  | 1
246 | 4.7 | 2 |  |  |  |  | 1
247 | 4.5 | 2 |  |  |  |  | 1
248 | 5.4 | 2 |  |  |  |  | 1
249 | 11.1 | 3.2 |  |  |  |  | 1
250 | 9.7 | 2 |  |  |  |  | 1
251 | 11.9 | 3.9 |  |  |  |  | 1
252 | 14.3 | 6.3 |  |  |  |  | 1
253 | 15.2 | 7.3 |  |  |  |  | 1
254 | 18.5 | 10.5 |  |  |  |  | 1
255 | 16.4 | 8.5 |  |  |  |  | 1
256 | 17.4 | 9.5 |  |  |  |  | 1
257 | 19.1 | 11.1 |  |  |  |  | 1
258 | 18 | 10 |  |  |  |  | 1
259 | 14 | 6 |  |  |  |  | 1
260 | 13.7 | 5.8 |  |  |  |  | 1
261 | 11.8 | 3.9 |  |  |  |  | 1
262 | 9.7 | 2 |  |  |  |  | 1
263 | 8.4 | 2 |  |  |  |  | 1
264 | 9.3 | 2 |  |  |  |  | 1
265 | 5.2 | 2 |  |  |  |  | 1
266 | 3.9 | 2 |  |  |  |  | 1
267 | 6.6 | 2 |  |  |  |  | 1
268 | 3.1 | 2 |  |  |  |  | 1
269 | 3.3 | 2 |  |  |  |  | 1
270 | 4.4 | 2 |  |  |  |  | 1
271 | 5.5 | 2 |  |  |  |  | 1
272 | 6.6 | 2 |  |  |  |  | 1
273 | 9 | 2 |  |  |  |  | 1
274 | 9 | 2 |  |  |  |  | 1
275 | 12.1 | 4.1 |  |  |  |  | 1
276 | 12 | 4 |  |  |  |  | 1
277 | 18.7 | 10.7 |  |  |  |  | 1
278 | 15.4 | 7.5 |  |  |  |  | 1
279 | 17 | 9.1 |  |  |  |  | 1
280 | 15.7 | 7.7 |  |  |  |  | 1
281 | 16.7 | 8.8 |  |  |  |  | 1
282 | 15.2 | 7.2 |  |  |  |  | 1
283 | 14.9 | 6.9 |  |  |  |  | 1
284 | 13 | 5 |  |  |  |  | 1
285 | 11.6 | 3.6 |  |  |  |  | 1
286 | 10.9 | 2.9 |  |  |  |  | 1
287 | 8.8 | 2 |  |  |  |  | 1
288 | 5 | 2 |  |  |  |  | 1
289 | 5.3 | 2 |  |  |  |  | 1
290 | 4.7 | 2 |  |  |  |  | 1
291 | 2.8 | 2 |  |  |  |  | 1
292 | 2.9 | 2 |  |  |  |  | 1
293 | 5 | 2 |  |  |  |  | 1
294 | 4.4 | 2 |  |  |  |  | 1
295 | 4.8 | 2 |  |  |  |  | 1
296 | 7.1 | 2 |  |  |  |  | 1
297 | 9 | 2 |  |  |  |  | 1
298 | 10.3 | 2.3 |  |  |  |  | 1
299 | 14.1 | 6.1 |  |  |  |  | 1
300 | 11.9 | 3.9 |  |  |  |  | 1
301 | 14.5 | 6.5 |  |  |  |  | 1
302 | 17 | 9 |  |  |  |  | 1
303 | 17.3 | 9.3 |  |  |  |  | 1
304 | 17.9 | 9.9 |  |  |  |  | 1
305 | 17.3 | 9.3 |  |  |  |  | 1
306 | 15.8 | 7.9 |  |  |  |  | 1
307 | 15.2 | 7.2 |  |  |  |  | 1
308 | 13.3 | 5.3 |  |  |  |  | 1
309 | 12.3 | 4.3 |  |  |  |  | 1
310 | 11.9 | 3.9 |  |  |  |  | 1
311 | 7.6 | 2 |  |  |  |  | 1
312 | 5.2 | 2 |  |  |  |  | 1
313 | 4.5 | 2 |  |  |  |  | 1
314 | 4.7 | 2 |  |  |  |  | 1
315 | 6.2 | 2 |  |  |  |  | 1
316 | 2.7 | 2 |  |  |  |  | 1
317 | 2.8 | 2 |  |  |  |  | 1
318 | 5.7 | 2 |  |  |  |  | 1
319 | 6 | 2 |  |  |  |  | 1
320 | 7.2 | 2 |  |  |  |  | 1
321 | 9.3 | 2 |  |  |  |  | 1
322 | 10.4 | 2.4 |  |  |  |  | 1
323 | 12.2 | 4.2 |  |  |  |  | 1
324 | 14.7 | 6.8 |  |  |  |  | 1
325 | 17 | 9 |  |  |  |  | 1
326 | 16.9 | 8.9 |  |  |  |  | 1
327 | 18.5 | 10.5 |  |  |  |  | 1
328 | 14.5 | 6.5 |  |  |  |  | 1
329 | 18.1 | 10.1 |  |  |  |  | 1
330 | 17.1 | 9.1 |  |  |  |  | 1
331 | 17.1 | 9.1 |  |  |  |  | 1
332 | 14.3 | 6.3 |  |  |  |  | 1
333 | 13.1 | 5.1 |  |  |  |  | 1
334 | 10.8 | 2.8 |  |  |  |  | 1
335 | 7.6 | 2 |  |  |  |  | 1
336 | 4.6 | 2 |  |  |  |  | 1
337 | 6.4 | 2 |  |  |  |  | 1
338 | 5.6 | 2 |  |  |  |  | 1
339 | 2.2 | 2 |  |  |  |  | 1
340 | 3.9 | 2 |  |  |  |  | 1
341 | 3 | 2 |  |  |  |  | 1
342 | 4.3 | 2 |  |  |  |  | 1
343 | 5.7 | 2 |  |  |  |  | 1
344 | 9.8 | 2 |  |  |  |  | 1
345 | 8.3 | 2 |  |  |  |  | 1
346 | 10.8 | 2.8 |  |  |  |  | 1
347 | 12.9 | 4.9 |  |  |  |  | 1
348 | 14.9 | 6.9 |  |  |  |  | 1
349 | 15.2 | 7.2 |  |  |  |  | 1
350 | 15.8 | 7.8 |  |  |  |  | 1
351 | 18.6 | 10.6 |  |  |  |  | 1
352 | 18.6 | 10.6 |  |  |  |  | 1
353 | 15.5 | 7.5 |  |  |  |  | 1
354 | 15.9 | 7.9 |  |  |  |  | 1
355 | 16.7 | 8.7 |  |  |  |  | 1
356 | 12.1 | 4.1 |  |  |  |  | 1
357 | 10.5 | 2.5 |  |  |  |  | 1
358 | 10 | 2 |  |  |  |  | 1
359 | 8.1 | 2 |  |  |  |  | 1
360 | 5.3 | 2 |  |  |  |  | 1
361 | 7 | 2 |  |  |  |  | 1
362 | 4.6 | 2 |  |  |  |  | 1
363 | 1.5 | 2 |  |  |  |  | 1
364 | 3.2 | 2 |  |  |  |  | 1
365 | 4.4 | 2 |  |  |  |  | 1
366 | 4.5 | 2 |  |  |  |  | 1
367 | 3.9 | 2 |  |  |  |  | 1
368 | 7.3 | 2 |  |  |  |  | 1
369 | 7.5 | 2 |  |  |  |  | 1
370 | 10.4 | 2.4 |  |  |  |  | 1
371 | 11.8 | 3.8 |  |  |  |  | 1
372 | 14 | 6 |  |  |  |  | 1
373 | 15.9 | 7.9 |  |  |  |  | 1
374 | 15.4 | 7.4 |  |  |  |  | 1
375 | 16.7 | 8.7 |  |  |  |  | 1
376 | 17.5 | 9.5 |  |  |  |  | 1
377 | 18.5 | 10.5 |  |  |  |  | 1
378 | 15.3 | 7.3 |  |  |  |  | 1
379 | 15 | 7 |  |  |  |  | 1
380 | 12.2 | 4.2 |  |  |  |  | 1
381 | 9.3 | 2 |  |  |  |  | 1
382 | 9.5 | 2 |  |  |  |  | 1
383 | 7.6 | 2 |  |  |  |  | 1
384 | 7.1 | 2 |  |  |  |  | 1
385 | 6.6 | 2 |  |  |  |  | 1
386 | 3 | 2 |  |  |  |  | 1
387 | 2.4 | 2 |  |  |  |  | 1
388 | 2.2 | 2 |  |  |  |  | 1
389 | 4.4 | 2 |  |  |  |  | 1
390 | 4.8 | 2 |  |  |  |  | 1
391 | 6.4 | 2 |  |  |  |  | 1
392 | 5.7 | 2 |  |  |  |  | 1
393 | 8.9 | 2 |  |  |  |  | 1
394 | 11.5 | 3.5 |  |  |  |  | 1
395 | 10.5 | 2.5 |  |  |  |  | 1
396 | 14.6 | 6.6 |  |  |  |  | 1
397 | 16.8 | 8.8 |  |  |  |  | 1
398 | 14.8 | 6.8 |  |  |  |  | 1
399 | 17.2 | 9.2 |  |  |  |  | 1
400 | 17.3 | 9.3 |  |  |  |  | 1
401 | 18.7 | 10.7 |  |  |  |  | 1
402 | 18.6 | 10.6 |  |  |  |  | 1
403 | 13.9 | 5.9 |  |  |  |  | 1
404 | 14.6 | 6.6 |  |  |  |  | 1
405 | 10.9 | 3 |  |  |  |  | 1
406 | 11.1 | 3.1 |  |  |  |  | 1
407 | 9.2 | 2 |  |  |  |  | 1
408 | 7 | 2 |  |  |  |  | 1
409 | 5 | 2 |  |  |  |  | 1
410 | 3.9 | 2 |  |  |  |  | 1
411 | 2 | 2 |  |  |  |  | 1
412 | 2.1 | 2 |  |  |  |  | 1
413 | 3.8 | 2 |  |  |  |  | 1
414 | 2.8 | 2 |  |  |  |  | 1
415 | 4.4 | 2 |  |  |  |  | 1
416 | 8.8 | 2 |  |  |  |  | 1
417 | 10.2 | 2.2 |  |  |  |  | 1
418 | 12 | 4 |  |  |  |  | 1
419 | 14.3 | 6.3 |  |  |  |  | 1
420 | 15.2 | 7.2 |  |  |  |  | 1
421 | 14.9 | 6.9 |  |  |  |  | 1
422 | 14.1 | 6.1 |  |  |  |  | 1
423 | 18.3 | 10.3 |  |  |  |  | 1
424 | 19.3 | 11.3 |  |  |  |  | 1
425 | 15.3 | 7.3 |  |  |  |  | 1
426 | 17.9 | 9.9 |  |  |  |  | 1
427 | 15.8 | 7.8 |  |  |  |  | 1
428 | 13.1 | 5.1 |  |  |  |  | 1
429 | 11.5 | 3.5 |  |  |  |  | 1
430 | 10.4 | 2.4 |  |  |  |  | 1
431 | 8.2 | 2 |  |  |  |  | 1
432 | 8.5 | 2 |  |  |  |  | 1
433 | 6.3 | 2 |  |  |  |  | 1
434 | 4.8 | 2 |  |  |  |  | 1
435 | 3.3 | 2 |  |  |  |  | 1
436 | 4.8 | 2 |  |  |  |  | 1
437 | 3.6 | 2 |  |  |  |  | 1
438 | 4.9 | 2 |  |  |  |  | 1
439 | 6.6 | 2 |  |  |  |  | 1
440 | 6.8 | 2 |  |  |  |  | 1
441 | 6.4 | 2 |  |  |  |  | 1
442 | 10.5 | 2.5 |  |  |  |  | 1
443 | 11.1 | 3.1 |  |  |  |  | 1
444 | 15.2 | 7.2 |  |  |  |  | 1
445 | 14.2 | 6.2 |  |  |  |  | 1
446 | 18.1 | 10.1 |  |  |  |  | 1
447 | 19.9 | 12 |  |  |  |  | 1
448 | 15.6 | 7.6 |  |  |  |  | 1
449 | 18.3 | 10.3 |  |  |  |  | 1
450 | 15.1 | 7.2 |  |  |  |  | 1
451 | 15.3 | 7.3 |  |  |  |  | 1
452 | 12.3 | 4.3 |  |  |  |  | 1
453 | 11.4 | 3.4 |  |  |  |  | 1
454 | 11.8 | 3.8 |  |  |  |  | 1
455 | 7.4 | 2 |  |  |  |  | 1
456 | 9.5 | 2 |  |  |  |  | 1
457 | 6.2 | 2 |  |  |  |  | 1
458 | 4.4 | 2 |  |  |  |  | 1
459 | 5.2 | 2 |  |  |  |  | 1
460 | 4.5 | 2 |  |  |  |  | 1
461 | 2 | 2 |  |  |  |  | 1
462 | 4.1 | 2 |  |  |  |  | 1
463 | 7.7 | 2 |  |  |  |  | 1
464 | 7.3 | 2 |  |  |  |  | 1
465 | 6.8 | 2 |  |  |  |  | 1
466 | 9.8 | 2 |  |  |  |  | 1
467 | 11.6 | 3.6 |  |  |  |  | 1
468 | 13.5 | 5.5 |  |  |  |  | 1
469 | 14.1 | 6.1 |  |  |  |  | 1
470 | 18 | 10 |  |  |  |  | 1
471 | 20 | 12 |  |  |  |  | 1
472 | 17.3 | 9.3 |  |  |  |  | 1
473 | 17.7 | 9.7 |  |  |  |  | 1
474 | 17.5 | 9.5 |  |  |  |  | 1
475 | 15.8 | 7.8 |  |  |  |  | 1
476 | 16.6 | 8.6 |  |  |  |  | 1
477 | 13.2 | 5.2 |  |  |  |  | 1
478 | 8.4 | 2 |  |  |  |  | 1
479 | 7 | 2 |  |  |  |  | 1
480 | 7.9 | 2 |  |  |  |  | 1
481 | 5.4 | 2 |  |  |  |  | 1
482 | 2.7 | 2 |  |  |  |  | 1
483 | 3.6 | 2 |  |  |  |  | 1
484 | 2.8 | 2 |  |  |  |  | 1
485 | 5.1 | 2 |  |  |  |  | 1
486 | 6 | 2 |  |  |  |  | 1
487 | 4.2 | 2 |  |  |  |  | 1
488 | 9.7 | 2 |  |  |  |  | 1
489 | 8.5 | 2 |  |  |  |  | 1
490 | 12.8 | 4.8 |  |  |  |  | 1
491 | 14.9 | 6.9 |  |  |  |  | 1
492 | 13.6 | 5.6 |  |  |  |  | 1
493 | 14.9 | 6.9 |  |  |  |  | 1
494 | 15.5 | 7.5 |  |  |  |  | 1
495 | 17.5 | 9.5 |  |  |  |  | 1
496 | 15 | 7 |  |  |  |  | 1
497 | 17.2 | 9.2 |  |  |  |  | 1
498 | 17.9 | 9.9 |  |  |  |  | 1
499 | 13.9 | 5.9 |  |  |  |  | 1
500 | 14 | 6 |  |  |  |  | 1
501 | 13.1 | 5.1 |  |  |  |  | 1
502 | 10.3 | 2.3 |  |  |  |  | 1
503 | 7.9 | 2 |  |  |  |  | 1
504 | 6.7 | 2 |  |  |  |  | 1
505 | 6.3 | 2 |  |  |  |  | 1
506 | 4.5 | 2 |  |  |  |  | 1
507 | 3.8 | 2 |  |  |  |  | 1
508 | 4.1 | 2 |  |  |  |  | 1
509 | 4.3 | 2 |  |  |  |  | 1
510 | 3.1 | 2 |  |  |  |  | 1
511 | 4.3 | 2 |  |  |  |  | 1
512 | 7.4 | 2 |  |  |  |  | 1
513 | 10.3 | 2.3 |  |  |  |  | 1
514 | 11.3 | 3.3 |  |  |  |  | 1
515 | 11.7 | 3.7 |  |  |  |  | 1
516 | 15.3 | 7.3 |  |  |  |  | 1
517 | 15.5 | 7.5 |  |  |  |  | 1
518 | 15.8 | 7.8 |  |  |  |  | 1
519 | 17.2 | 9.2 |  |  |  |  | 1
520 | 17.1 | 9.1 |  |  |  |  | 1
521 | 16.3 | 8.3 |  |  |  |  | 1
522 | 16.5 | 8.5 |  |  |  |  | 1
523 | 16.4 | 8.4 |  |  |  |  | 1
524 | 14.2 | 6.2 |  |  |  |  | 1
525 | 14.4 | 6.4 |  |  |  |  | 1
526 | 9.9 | 2 |  |  |  |  | 1
527 | 10.6 | 2.6 |  |  |  |  | 1
528 | 9 | 2 |  |  |  |  | 1
529 | 5.8 | 2 |  |  |  |  | 1
530 | 5.4 | 2 |  |  |  |  | 1
531 | 7.4 | 2 |  |  |  |  | 1
532 | 4.5 | 2 |  |  |  |  | 1
533 | 4.7 | 2 |  |  |  |  | 1
534 | 7.3 | 2 |  |  |  |  | 1
535 | 4.8 | 2 |  |  |  |  | 1
536 | 7 | 2 |  |  |  |  | 1
537 | 10.9 | 2.9 |  |  |  |  | 1
538 | 10.9 | 2.9 |  |  |  |  | 1
539 | 11.2 | 3.2 |  |  |  |  | 1
540 | 14.5 | 6.5 |  |  |  |  | 1
541 | 15.4 | 7.4 |  |  |  |  | 1
542 | 16 | 8 |  |  |  |  | 1
543 | 17.8 | 9.8 |  |  |  |  | 1
544 | 16.3 | 8.3 |  |  |  |  | 1
545 | 18.1 | 10.1 |  |  |  |  | 1
546 | 15.1 | 7.1 |  |  |  |  | 1
547 | 17.5 | 9.5 |  |  |  |  | 1
548 | 13.9 | 5.9 |  |  |  |  | 1
549 | 11.2 | 3.2 |  |  |  |  | 1
550 | 10.8 | 2.8 |  |  |  |  | 1
551 | 7.1 | 2 |  |  |  |  | 1
552 | 9 | 2 |  |  |  |  | 1
553 | 5.8 | 2 |  |  |  |  | 1
554 | 5.5 | 2 |  |  |  |  | 1
555 | 2 | 2 |  |  |  |  | 1
556 | 2.9 | 2 |  |  |  |  | 1
557 | 3.1 | 2 |  |  |  |  | 1
558 | 6.8 | 2 |  |  |  |  | 1
559 | 3.3 | 2 |  |  |  |  | 1
560 | 7.1 | 2 |  |  |  |  | 1
561 | 9.7 | 2 |  |  |  |  | 1
562 | 10.1 | 2.1 |  |  |  |  | 1
563 | 9.4 | 2 |  |  |  |  | 1
564 | 13.7 | 5.7 |  |  |  |  | 1
565 | 13.6 | 5.6 |  |  |  |  | 1
566 | 16.6 | 8.6 |  |  |  |  | 1
567 | 16.9 | 8.9 |  |  |  |  | 1
568 | 17.5 | 9.5 |  |  |  |  | 1
569 | 18.1 | 10.1 |  |  |  |  | 1
570 | 18.2 | 10.2 |  |  |  |  | 1
571 | 17 | 9 |  |  |  |  | 1
572 | 12.6 | 4.6 |  |  |  |  | 1
573 | 14.6 | 6.6 |  |  |  |  | 1
574 | 12 | 4.1 |  |  |  |  | 1
575 | 8.8 | 2 |  |  |  |  | 1
576 | 6.2 | 2 |  |  |  |  | 1
577 | 4.8 | 2 |  |  |  |  | 1
578 | 3 | 2 |  |  |  |  | 1
579 | 5.4 | 2 |  |  |  |  | 1
580 | 3.5 | 2 |  |  |  |  | 1
581 | 2.9 | 2 |  |  |  |  | 1
582 | 5.1 | 2 |  |  |  |  | 1
583 | 5.9 | 2 |  |  |  |  | 1
584 | 5.1 | 2 |  |  |  |  | 1
585 | 7.2 | 2 |  |  |  |  | 1
586 | 11.1 | 3.1 |  |  |  |  | 1
587 | 12.9 | 4.9 |  |  |  |  | 1
588 | 16.3 | 8.3 |  |  |  |  | 1
589 | 14.9 | 6.9 |  |  |  |  | 1
590 | 17.8 | 9.8 |  |  |  |  | 1
591 | 17.1 | 9.1 |  |  |  |  | 1
592 | 18.1 | 10.2 |  |  |  |  | 1
593 | 18 | 10 |  |  |  |  | 1
594 | 18.1 | 10.1 |  |  |  |  | 1
595 | 16 | 8.1 |  |  |  |  | 1
596 | 13.1 | 5.1 |  |  |  |  | 1
597 | 13.6 | 5.6 |  |  |  |  | 1
598 | 11.4 | 3.4 |  |  |  |  | 1
599 | 7.6 | 2 |  |  |  |  | 1
600 | 7.9 | 2 |  |  |  |  | 1
601 | 6.9 | 2 |  |  |  |  | 1
602 | 5 | 2 |  |  |  |  | 1
603 | 5.6 | 2 |  |  |  |  | 1
604 | 4.1 | 2 |  |  |  |  | 1
605 | 3.5 | 2 |  |  |  |  | 1
606 | 3.2 | 2 |  |  |  |  | 1
607 | 6.4 | 2 |  |  |  |  | 1
608 | 6.7 | 2 |  |  |  |  | 1
609 | 7.3 | 2 |  |  |  |  | 1
610 | 9.9 | 2 |  |  |  |  | 1
611 | 12.7 | 4.8 |  |  |  |  | 1
612 | 14.3 | 6.3 |  |  |  |  | 1
613 | 14.6 | 6.7 |  |  |  |  | 1
614 | 14.6 | 6.7 |  |  |  |  | 1
615 | 15 | 7 |  |  |  |  | 1
616 | 17.6 | 9.6 |  |  |  |  | 1
617 | 16 | 8 |  |  |  |  | 1
618 | 17.4 | 9.4 |  |  |  |  | 1
619 | 14.9 | 6.9 |  |  |  |  | 1
620 | 11.9 | 3.9 |  |  |  |  | 1
621 | 10.6 | 2.6 |  |  |  |  | 1
622 | 10.3 | 2.3 |  |  |  |  | 1
623 | 9.5 | 2 |  |  |  |  | 1
624 | 7.8 | 2 |  |  |  |  | 1
625 | 5.5 | 2 |  |  |  |  | 1
626 | 6.3 | 2 |  |  |  |  | 1
627 | 2.8 | 2 |  |  |  |  | 1
628 | 3 | 2 |  |  |  |  | 1
629 | 1.5 | 2 |  |  |  |  | 1
630 | 4.9 | 2 |  |  |  |  | 1
631 | 6.6 | 2 |  |  |  |  | 1
632 | 6.5 | 2 |  |  |  |  | 1
633 | 7.4 | 2 |  |  |  |  | 1
634 | 10.3 | 2.3 |  |  |  |  | 1
635 | 14.6 | 6.6 |  |  |  |  | 1
636 | 14.8 | 6.8 |  |  |  |  | 1
637 | 15.2 | 7.2 |  |  |  |  | 1
638 | 19.4 | 11.4 |  |  |  |  | 1
639 | 18.9 | 10.9 |  |  |  |  | 1
640 | 17.2 | 9.3 |  |  |  |  | 1
641 | 17.1 | 9.2 |  |  |  |  | 1
642 | 13.1 | 5.2 |  |  |  |  | 1
643 | 15.7 | 7.7 |  |  |  |  | 1
644 | 15 | 7.1 |  |  |  |  | 1
645 | 11.7 | 3.7 |  |  |  |  | 1
646 | 10.5 | 2.6 |  |  |  |  | 1
647 | 7.5 | 2 |  |  |  |  | 1
648 | 6.9 | 2 |  |  |  |  | 1
649 | 6.3 | 2 |  |  |  |  | 1
650 | 4.3 | 2 |  |  |  |  | 1
651 | 0.7 | 2 |  |  |  |  | 1
652 | 3.6 | 2 |  |  |  |  | 1
653 | 4 | 2 |  |  |  |  | 1
654 | 5 | 2 |  |  |  |  | 1
655 | 8.7 | 2 |  |  |  |  | 1
656 | 6.1 | 2 |  |  |  |  | 1
657 | 7.5 | 2 |  |  |  |  | 1
658 | 11.7 | 3.7 |  |  |  |  | 1
659 | 14.8 | 6.8 |  |  |  |  | 1
660 | 12.6 | 4.6 |  |  |  |  | 1
661 | 14.1 | 6.2 |  |  |  |  | 1
662 | 14.4 | 6.5 |  |  |  |  | 1
663 | 19.2 | 11.3 |  |  |  |  | 1
664 | 18.5 | 10.5 |  |  |  |  | 1
665 | 17.4 | 9.4 |  |  |  |  | 1
666 | 19.2 | 11.2 |  |  |  |  | 1
667 | 14.2 | 6.2 |  |  |  |  | 1
668 | 13.5 | 5.5 |  |  |  |  | 1
669 | 12 | 4.1 |  |  |  |  | 1
670 | 10.8 | 2.8 |  |  |  |  | 1
671 | 8.4 | 2 |  |  |  |  | 1
672 | 5.6 | 2 |  |  |  |  | 1
673 | 5.2 | 2 |  |  |  |  | 1
674 | 6.3 | 2 |  |  |  |  | 1
675 | 3.4 | 2 |  |  |  |  | 1
676 | 3.2 | 2 |  |  |  |  | 1
677 | 4.1 | 2 |  |  |  |  | 1
678 | 4.2 | 2 |  |  |  |  | 1
679 | 4.8 | 2 |  |  |  |  | 1
680 | 5.5 | 2 |  |  |  |  | 1
681 | 8.2 | 2 |  |  |  |  | 1
682 | 10.9 | 3 |  |  |  |  | 1
683 | 12.9 | 4.9 |  |  |  |  | 1
684 | 13.6 | 5.6 |  |  |  |  | 1
685 | 15.8 | 7.8 |  |  |  |  | 1
686 | 17.3 | 9.3 |  |  |  |  | 1
687 | 16 | 8.1 |  |  |  |  | 1
688 | 16.7 | 8.8 |  |  |  |  | 1
689 | 16.3 | 8.4 |  |  |  |  | 1
690 | 16.5 | 8.5 |  |  |  |  | 1
691 | 14.6 | 6.7 |  |  |  |  | 1
692 | 13.8 | 5.8 |  |  |  |  | 1
693 | 13.1 | 5.1 |  |  |  |  | 1
694 | 10.5 | 2.5 |  |  |  |  | 1
695 | 8.9 | 2 |  |  |  |  | 1
696 | 7.9 | 2 |  |  |  |  | 1
697 | 4.7 | 2 |  |  |  |  | 1
698 | 3.7 | 2 |  |  |  |  | 1
699 | 6.6 | 2 |  |  |  |  | 1
700 | 1.8 | 2 |  |  |  |  | 1
701 | 4.4 | 2 |  |  |  |  | 1
702 | 5.4 | 2 |  |  |  |  | 1
703 | 7.4 | 2 |  |  |  |  | 1
704 | 4.4 | 2 |  |  |  |  | 1
705 | 6.9 | 2 |  |  |  |  | 1
706 | 11.4 | 3.4 |  |  |  |  | 1
707 | 14.2 | 6.3 |  |  |  |  | 1
708 | 14 | 6.1 |  |  |  |  | 1
709 | 16.3 | 8.4 |  |  |  |  | 1
710 | 17.4 | 9.5 |  |  |  |  | 1
711 | 18.3 | 10.3 |  |  |  |  | 1
712 | 15.5 | 7.5 |  |  |  |  | 1
713 | 17.9 | 9.9 |  |  |  |  | 1
714 | 18.5 | 10.6 |  |  |  |  | 1
715 | 15.8 | 7.9 |  |  |  |  | 1
716 | 16.2 | 8.3 |  |  |  |  | 1
717 | 14.8 | 6.9 |  |  |  |  | 1
718 | 9.9 | 2 |  |  |  |  | 1
719 | 9.1 | 2 |  |  |  |  | 1
720 | 7.9 | 2 |  |  |  |  | 1
721 | 6 | 2 |  |  |  |  | 1
722 | 5.9 | 2 |  |  |  |  | 1
723 | 4 | 2 |  |  |  |  | 1
724 | 3.6 | 2 |  |  |  |  | 1
725 | 6.3 | 2 |  |  |  |  | 1
726 | 4.3 | 2 |  |  |  |  | 1
727 | 6.7 | 2 |  |  |  |  | 1
728 | 7.1 | 2 |  |  |  |  | 1
729 | 9.6 | 2 |  |  |  |  | 1
730 | 10.5 | 2.6 |  |  |  |  | 1
731 | 13.8 | 5.9 |  |  |  |  | 1
732 | 13.7 | 5.7 |  |  |  |  | 1
733 | 13.3 | 5.3 |  |  |  |  | 1
734 | 17.6 | 9.6 |  |  |  |  | 1
735 | 16.7 | 8.8 |  |  |  |  | 1
736 | 20.8 | 12.8 |  |  |  |  | 1
737 | 17.7 | 9.8 |  |  |  |  | 1
738 | 16 | 8.1 |  |  |  |  | 1
739 | 15.4 | 7.5 |  |  |  |  | 1
740 | 11.2 | 3.2 |  |  |  |  | 1
741 | 14.4 | 6.5 |  |  |  |  | 1
742 | 11.4 | 3.5 |  |  |  |  | 1
743 | 8.5 | 2 |  |  |  |  | 1
744 | 6.4 | 2 |  |  |  |  | 1
745 | 5 | 2 |  |  |  |  | 1
746 | 4.3 | 2 |  |  |  |  | 1
747 | 2.9 | 2 |  |  |  |  | 1
748 | 5.6 | 2 |  |  |  |  | 1
749 | 3.3 | 2 |  |  |  |  | 1
750 | 3.9 | 2 |  |  |  |  | 1
751 | 6.2 | 2 |  |  |  |  | 1
752 | 7.3 | 2 |  |  |  |  | 1
753 | 9.5 | 2 |  |  |  |  | 1
754 | 11.5 | 3.5 |  |  |  |  | 1
755 | 12.9 | 5 |  |  |  |  | 1
756 | 12.8 | 4.9 |  |  |  |  | 1
757 | 16.9 | 9 |  |  |  |  | 1
758 | 17.7 | 9.7 |  |  |  |  | 1
759 | 18.8 | 10.8 |  |  |  |  | 1
760 | 16.3 | 8.4 |  |  |  |  | 1
761 | 18.2 | 10.3 |  |  |  |  | 1
762 | 16.4 | 8.5 |  |  |  |  | 1
763 | 14.5 | 6.6 |  |  |  |  | 1
764 | 14.5 | 6.5 |  |  |  |  | 1
765 | 12.7 | 4.8 |  |  |  |  | 1
766 | 8.9 | 2 |  |  |  |  | 1
767 | 10.3 | 2.4 |  |  |  |  | 1
768 | 6 | 2 |  |  |  |  | 1
769 | 7 | 2 |  |  |  |  | 1
770 | 3.4 | 2 |  |  |  |  | 1
771 | 4.5 | 2 |  |  |  |  | 1
772 | 5.7 | 2 |  |  |  |  | 1
773 | 3.5 | 2 |  |  |  |  | 1
774 | 5.2 | 2 |  |  |  |  | 1
775 | 5.2 | 2 |  |  |  |  | 1
776 | 6.7 | 2 |  |  |  |  | 1
777 | 11.5 | 3.6 |  |  |  |  | 1
778 | 10 | 2.1 |  |  |  |  | 1
779 | 11.1 | 3.2 |  |  |  |  | 1
780 | 16.7 | 8.8 |  |  |  |  | 1
781 | 16.8 | 8.8 |  |  |  |  | 1
782 | 18.2 | 10.3 |  |  |  |  | 1
783 | 17.5 | 9.6 |  |  |  |  | 1
784 | 17.9 | 10 |  |  |  |  | 1
785 | 17.3 | 9.4 |  |  |  |  | 1
786 | 16.5 | 8.6 |  |  |  |  | 1
787 | 16 | 8.1 |  |  |  |  | 1
788 | 14.1 | 6.2 |  |  |  |  | 1
789 | 12.3 | 4.3 |  |  |  |  | 1
790 | 8.5 | 2 |  |  |  |  | 1
791 | 9 | 2 |  |  |  |  | 1
792 | 6.9 | 2 |  |  |  |  | 1
793 | 7.4 | 2 |  |  |  |  | 1
794 | 2.7 | 2 |  |  |  |  | 1
795 | 5.4 | 2 |  |  |  |  | 1
796 | 0.8 | 2 |  |  |  |  | 1
797 | 3.8 | 2 |  |  |  |  | 1
798 | 4.2 | 2 |  |  |  |  | 1
799 | 5.6 | 2 |  |  |  |  | 1
800 | 5.6 | 2 |  |  |  |  | 1
801 | 8.2 | 2 |  |  |  |  | 1
802 | 11.7 | 3.7 |  |  |  |  | 1
803 | 13.1 | 5.1 |  |  |  |  | 1
804 | 13.4 | 5.5 |  |  |  |  | 1
805 | 13.1 | 5.1 |  |  |  |  | 1
806 | 17.1 | 9.2 |  |  |  |  | 1
807 | 16.9 | 9 |  |  |  |  | 1
808 | 17.8 | 9.9 |  |  |  |  | 1
809 | 14.1 | 6.2 |  |  |  |  | 1
810 | 20.3 | 12.4 |  |  |  |  | 1
811 | 14.9 | 7 |  |  |  |  | 1
812 | 14.7 | 6.8 |  |  |  |  | 1
813 | 13 | 5.1 |  |  |  |  | 1
814 | 12.3 | 4.4 |  |  |  |  | 1
815 | 10.6 | 2.7 |  |  |  |  | 1
816 | 8.7 | 2 |  |  |  |  | 1
817 | 6.9 | 2 |  |  |  |  | 1
818 | 6.5 | 2 |  |  |  |  | 1
819 | 1.6 | 2 |  |  |  |  | 1
820 | 3 | 2 |  |  |  |  | 1
821 | 4 | 2 |  |  |  |  | 1
822 | 4.1 | 2 |  |  |  |  | 1
823 | 4.9 | 2 |  |  |  |  | 1
824 | 7.7 | 2 |  |  |  |  | 1
825 | 8.4 | 2 |  |  |  |  | 1
826 | 11 | 3.1 |  |  |  |  | 1
827 | 15.3 | 7.4 |  |  |  |  | 1
828 | 14.8 | 7 |  |  |  |  | 1
829 | 14.3 | 6.4 |  |  |  |  | 1
830 | 16.3 | 8.4 |  |  |  |  | 1
831 | 17.2 | 9.3 |  |  |  |  | 1
832 | 15.6 | 7.7 |  |  |  |  | 1
833 | 18.4 | 10.5 |  |  |  |  | 1
834 | 17.5 | 9.6 |  |  |  |  | 1
835 | 17 | 9.1 |  |  |  |  | 1
836 | 15.1 | 7.2 |  |  |  |  | 1
837 | 12.7 | 4.8 |  |  |  |  | 1
838 | 11.1 | 3.2 |  |  |  |  | 1
839 | 7.1 | 2 |  |  |  |  | 1
840 | 6.2 | 2 |  |  |  |  | 1
841 | 6.6 | 2 |  |  |  |  | 1
842 | 5.1 | 2 |  |  |  |  | 1
843 | 4.5 | 2 |  |  |  |  | 1
844 | 3.9 | 2 |  |  |  |  | 1
845 | 5.5 | 2 |  |  |  |  | 1
846 | 4.9 | 2 |  |  |  |  | 1
847 | 5.5 | 2 |  |  |  |  | 1
848 | 7.2 | 2 |  |  |  |  | 1
849 | 9.4 | 2 |  |  |  |  | 1
850 | 10.4 | 2.5 |  |  |  |  | 1
851 | 11.9 | 4 |  |  |  |  | 1
852 | 13.8 | 5.9 |  |  |  |  | 1
853 | 14.1 | 6.2 |  |  |  |  | 1
854 | 14.5 | 6.7 |  |  |  |  | 1
855 | 19.5 | 11.6 |  |  |  |  | 1
856 | 18 | 10.1 |  |  |  |  | 1
857 | 17 | 9.1 |  |  |  |  | 1
858 | 17.9 | 10 |  |  |  |  | 1
859 | 17.2 | 9.3 |  |  |  |  | 1
860 | 13.1 | 5.3 |  |  |  |  | 1
861 | 13.6 | 5.7 |  |  |  |  | 1
862 | 9.5 | 2 |  |  |  |  | 1
863 | 10.3 | 2.5 |  |  |  |  | 1
864 | 6.4 | 2 |  |  |  |  | 1
865 | 7.2 | 2 |  |  |  |  | 1
866 | 4.6 | 2 |  |  |  |  | 1
867 | 5.9 | 2 |  |  |  |  | 1
868 | 5.2 | 2 |  |  |  |  | 1
869 | 4.8 | 2 |  |  |  |  | 1
870 | 5.1 | 2 |  |  |  |  | 1
871 | 7.6 | 2 |  |  |  |  | 1
872 | 6.3 | 2 |  |  |  |  | 1
873 | 8.5 | 2 |  |  |  |  | 1
874 | 10.1 | 2.3 |  |  |  |  | 1
875 | 12.5 | 4.6 |  |  |  |  | 1
876 | 14 | 6.2 |  |  |  |  | 1
877 | 16.8 | 8.9 |  |  |  |  | 1
878 | 15.5 | 7.6 |  |  |  |  | 1
879 | 15.6 | 7.7 |  |  |  |  | 1
880 | 19.5 | 11.6 |  |  |  |  | 1
881 | 16.7 | 8.8 |  |  |  |  | 1
882 | 16.5 | 8.6 |  |  |  |  | 1
883 | 16.2 | 8.3 |  |  |  |  | 1
884 | 16 | 8.1 |  |  |  |  | 1
885 | 12.1 | 4.2 |  |  |  |  | 1
886 | 12 | 4.1 |  |  |  |  | 1
887 | 12.6 | 4.7 |  |  |  |  | 1
888 | 7.6 | 2 |  |  |  |  | 1
889 | 5.9 | 2 |  |  |  |  | 1
890 | 5 | 2 |  |  |  |  | 1
891 | 4.4 | 2 |  |  |  |  | 1
892 | 4.3 | 2 |  |  |  |  | 1
893 | 3.9 | 2 |  |  |  |  | 1
894 | 3.1 | 2 |  |  |  |  | 1
895 | 8.2 | 2 |  |  |  |  | 1
896 | 7.7 | 2 |  |  |  |  | 1
897 | 8.8 | 2 |  |  |  |  | 1
898 | 12.8 | 5 |  |  |  |  | 1
899 | 13.8 | 5.9 |  |  |  |  | 1
900 | 13.1 | 5.2 |  |  |  |  | 1
901 | 13.9 | 6.1 |  |  |  |  | 1
902 | 16.6 | 8.8 |  |  |  |  | 1
903 | 18.4 | 10.5 |  |  |  |  | 1
904 | 18.3 | 10.5 |  |  |  |  | 1
905 | 17.4 | 9.6 |  |  |  |  | 1
906 | 18.8 | 11 |  |  |  |  | 1
907 | 15 | 7.2 |  |  |  |  | 1
908 | 13.7 | 5.9 |  |  |  |  | 1
909 | 11.6 | 3.7 |  |  |  |  | 1
910 | 13.4 | 5.6 |  |  |  |  | 1
911 | 9.5 | 2 |  |  |  |  | 1
912 | 8.1 | 2 |  |  |  |  | 1
913 | 7 | 2 |  |  |  |  | 1
914 | 4.7 | 2 |  |  |  |  | 1
915 | 2.2 | 2 |  |  |  |  | 1
916 | 2.8 | 2 |  |  |  |  | 1
917 | 3.7 | 2 |  |  |  |  | 1
918 | 6.2 | 2 |  |  |  |  | 1
919 | 6.7 | 2 |  |  |  |  | 1
920 | 7.8 | 2 |  |  |  |  | 1
921 | 7.9 | 2 |  |  |  |  | 1
922 | 12.7 | 4.9 |  |  |  |  | 1
923 | 11 | 3.2 |  |  |  |  | 1
924 | 14.7 | 6.9 |  |  |  |  | 1
925 | 15.1 | 7.3 |  |  |  |  | 1
926 | 15.8 | 7.9 |  |  |  |  | 1
927 | 16.1 | 8.2 |  |  |  |  | 1
928 | 17.4 | 9.6 |  |  |  |  | 1
929 | 18.4 | 10.5 |  |  |  |  | 1
930 | 16.1 | 8.2 |  |  |  |  | 1
931 | 19 | 11.1 |  |  |  |  | 1
932 | 14.7 | 6.9 |  |  |  |  | 1
933 | 12.1 | 4.2 |  |  |  |  | 1
934 | 11.7 | 3.9 |  |  |  |  | 1
935 | 10.7 | 2.9 |  |  |  |  | 1
936 | 8.4 | 2 |  |  |  |  | 1
937 | 3.5 | 2 |  |  |  |  | 1
938 | 4.4 | 2 |  |  |  |  | 1
939 | 4.8 | 2 |  |  |  |  | 1
940 | 5 | 2 |  |  |  |  | 1
941 | 4.7 | 2 |  |  |  |  | 1
942 | 5.7 | 2 |  |  |  |  | 1
943 | 4.4 | 2 |  |  |  |  | 1
944 | 7.6 | 2 |  |  |  |  | 1
945 | 5.5 | 2 |  |  |  |  | 1
946 | 12.2 | 4.3 |  |  |  |  | 1
947 | 12.4 | 4.6 |  |  |  |  | 1
948 | 12.4 | 4.6 |  |  |  |  | 1
949 | 17 | 9.2 |  |  |  |  | 1
950 | 17.6 | 9.8 |  |  |  |  | 1
951 | 17.3 | 9.5 |  |  |  |  | 1
952 | 17.7 | 9.9 |  |  |  |  | 1
953 | 16.8 | 9 |  |  |  |  | 1
954 | 17.2 | 9.4 |  |  |  |  | 1
955 | 15.5 | 7.7 |  |  |  |  | 1
956 | 14.7 | 6.9 |  |  |  |  | 1
957 | 12.5 | 4.7 |  |  |  |  | 1
958 | 12.5 | 4.7 |  |  |  |  | 1
959 | 7.5 | 2 |  |  |  |  | 1
960 | 7.2 | 2 |  |  |  |  | 1
961 | 6.8 | 2 |  |  |  |  | 1
962 | 5.5 | 2 |  |  |  |  | 1
963 | 5.3 | 2 |  |  |  |  | 1
964 | 4.2 | 2 |  |  |  |  | 1
965 | 4.3 | 2 |  |  |  |  | 1
966 | 6.2 | 2 |  |  |  |  | 1
967 | 6 | 2 |  |  |  |  | 1
968 | 8.5 | 2 |  |  |  |  | 1
969 | 8.6 | 2 |  |  |  |  | 1
970 | 11.3 | 3.5 |  |  |  |  | 1
971 | 12.6 | 4.8 |  |  |  |  | 1
972 | 14.4 | 6.6 |  |  |  |  | 1
973 | 15.5 | 7.7 |  |  |  |  | 1
974 | 17.9 | 10.1 |  |  |  |  | 1
975 | 17.7 | 9.9 |  |  |  |  | 1
976 | 18.5 | 10.7 |  |  |  |  | 1
977 | 18.1 | 10.3 |  |  |  |  | 1
978 | 16.8 | 9 |  |  |  |  | 1
979 | 16.5 | 8.7 |  |  |  |  | 1
980 | 15.1 | 7.3 |  |  |  |  | 1
981 | 12.5 | 4.7 |  |  |  |  | 1
982 | 11.6 | 3.8 |  |  |  |  | 1
983 | 9.4 | 2 |  |  |  |  | 1
984 | 7.5 | 2 |  |  |  |  | 1
985 | 5.3 | 2 |  |  |  |  | 1
986 | 4.4 | 2 |  |  |  |  | 1
987 | 5.5 | 2 |  |  |  |  | 1
988 | 5 | 2 |  |  |  |  | 1
989 | 5 | 2 |  |  |  |  | 1
990 | 3.9 | 2 |  |  |  |  | 1
991 | 4.5 | 2 |  |  |  |  | 1
992 | 7.4 | 2 |  |  |  |  | 1
993 | 10.7 | 2.9 |  |  |  |  | 1
994 | 12.9 | 5.1 |  |  |  |  | 1
995 | 15.2 | 7.4 |  |  |  |  | 1
996 | 15.3 | 7.5 |  |  |  |  | 1
997 | 16.3 | 8.5 |  |  |  |  | 1
998 | 18 | 10.2 |  |  |  |  | 1
999 | 16.9 | 9.1 |  |  |  |  | 1
1000 | 19.2 | 11.4 |  |  |  |  | 1
1001 | 16.9 | 9.1 |  |  |  |  | 1
1002 | 16.6 | 8.9 |  |  |  |  | 1
1003 | 16.7 | 8.9 |  |  |  |  | 1
1004 | 14.9 | 7.2 |  |  |  |  | 1
1005 | 13.3 | 5.5 |  |  |  |  | 1
1006 | 11.3 | 3.5 |  |  |  |  | 1
1007 | 7.8 | 2 |  |  |  |  | 1
1008 | 8 | 2 |  |  |  |  | 1
1009 | 7.9 | 2 |  |  |  |  | 1
1010 | 6 | 2 |  |  |  |  | 1
1011 | 5.3 | 2 |  |  |  |  | 1
1012 | 4 | 2 |  |  |  |  | 1
1013 | 3.9 | 2 |  |  |  |  | 1
1014 | 4.9 | 2 |  |  |  |  | 1
1015 | 5.4 | 2 |  |  |  |  | 1
1016 | 8.7 | 2 |  |  |  |  | 1
1017 | 8.6 | 2 |  |  |  |  | 1
1018 | 10.4 | 2.6 |  |  |  |  | 1
1019 | 13.4 | 5.7 |  |  |  |  | 1
1020 | 13.1 | 5.4 |  |  |  |  | 1
1021 | 16.1 | 8.3 |  |  |  |  | 1
1022 | 17.6 | 9.8 |  |  |  |  | 1
1023 | 19.7 | 11.9 |  |  |  |  | 1
1024 | 18.3 | 10.5 |  |  |  |  | 1
1025 | 17.8 | 10.1 |  |  |  |  | 1
1026 | 17.4 | 9.6 |  |  |  |  | 1
1027 | 16.7 | 8.9 |  |  |  |  | 1
1028 | 14.3 | 6.6 |  |  |  |  | 1
1029 | 13.4 | 5.6 |  |  |  |  | 1
1030 | 8.2 | 2 |  |  |  |  | 1
1031 | 7.4 | 2 |  |  |  |  | 1
1032 | 7.2 | 2 |  |  |  |  | 1
1033 | 6.8 | 2 |  |  |  |  | 1
1034 | 4.5 | 2 |  |  |  |  | 1
1035 | 2.7 | 2 |  |  |  |  | 1
1036 | 4.9 | 2 |  |  |  |  | 1
1037 | 4.7 | 2 |  |  |  |  | 1
1038 | 5.4 | 2 |  |  |  |  | 1
1039 | 7.1 | 2 |  |  |  |  | 1
1040 | 8.6 | 2 |  |  |  |  | 1
1041 | 7.3 | 2 |  |  |  |  | 1
1042 | 10.8 | 3 |  |  |  |  | 1
1043 | 12.3 | 4.6 |  |  |  |  | 1
1044 | 14.2 | 6.5 |  |  |  |  | 1
1045 | 15.8 | 8.1 |  |  |  |  | 1
1046 | 16.2 | 8.5 |  |  |  |  | 1
1047 | 18 | 10.3 |  |  |  |  | 1
1048 | 18 | 10.3 |  |  |  |  | 1
1049 | 17.9 | 10.1 |  |  |  |  | 1
1050 | 19.2 | 11.5 |  |  |  |  | 1
1051 | 15.6 | 7.8 |  |  |  |  | 1
1052 | 14.6 | 6.8 |  |  |  |  | 1
1053 | 13.7 | 6 |  |  |  |  | 1
1054 | 8 | 2 |  |  |  |  | 1
1055 | 11.1 | 3.4 |  |  |  |  | 1
1056 | 4.1 | 2 |  |  |  |  | 1
1057 | 5.8 | 2 |  |  |  |  | 1
1058 | 4.7 | 2 |  |  |  |  | 1
1059 | 5.3 | 2 |  |  |  |  | 1
1060 | 4.8 | 2 |  |  |  |  | 1
1061 | 4.6 | 2 |  |  |  |  | 1
1062 | 5.3 | 2 |  |  |  |  | 1
1063 | 8 | 2 |  |  |  |  | 1
1064 | 5.4 | 2 |  |  |  |  | 1
1065 | 8.5 | 2 |  |  |  |  | 1
1066 | 16.1 | 8.4 |  |  |  |  | 1
1067 | 13.5 | 5.8 |  |  |  |  | 1
1068 | 13.7 | 5.9 |  |  |  |  | 1
1069 | 17.2 | 9.5 |  |  |  |  | 1
1070 | 17.9 | 10.1 |  |  |  |  | 1
1071 | 20.9 | 13.2 |  |  |  |  | 1
1072 | 18.7 | 10.9 |  |  |  |  | 1
1073 | 17.5 | 9.7 |  |  |  |  | 1
1074 | 19 | 11.2 |  |  |  |  | 1
1075 | 15.6 | 7.9 |  |  |  |  | 1
1076 | 14.3 | 6.6 |  |  |  |  | 1
1077 | 13.2 | 5.5 |  |  |  |  | 1
1078 | 13.6 | 5.9 |  |  |  |  | 1
1079 | 10.7 | 2.9 |  |  |  |  | 1
1080 | 7.6 | 2 |  |  |  |  | 1
1081 | 7.2 | 2 |  |  |  |  | 1
1082 | 4.3 | 2 |  |  |  |  | 1
1083 | 6 | 2 |  |  |  |  | 1
1084 | 3.1 | 2 |  |  |  |  | 1
1085 | 5.5 | 2 |  |  |  |  | 1
1086 | 7.1 | 2 |  |  |  |  | 1
1087 | 6 | 2 |  |  |  |  | 1
1088 | 11.4 | 3.7 |  |  |  |  | 1
1089 | 9.7 | 2 |  |  |  |  | 1
1090 | 14.2 | 6.5 |  |  |  |  | 1
1091 | 14.9 | 7.2 |  |  |  |  | 1
1092 | 13.8 | 6.1 |  |  |  |  | 1
1093 | 15.4 | 7.7 |  |  |  |  | 1
1094 | 17.4 | 9.7 |  |  |  |  | 1
1095 | 17 | 9.3 |  |  |  |  | 1
1096 | 18.4 | 10.7 |  |  |  |  | 1
1097 | 15.9 | 8.2 |  |  |  |  | 1
1098 | 18.5 | 10.8 |  |  |  |  | 1
1099 | 17.1 | 9.4 |  |  |  |  | 1
1100 | 13.2 | 5.5 |  |  |  |  | 1
1101 | 13.5 | 5.8 |  |  |  |  | 1
1102 | 11.3 | 3.6 |  |  |  |  | 1
1103 | 9.1 | 2 |  |  |  |  | 1
1104 | 8.1 | 2 |  |  |  |  | 1
1105 | 6.9 | 2 |  |  |  |  | 1
1106 | 6.2 | 2 |  |  |  |  | 1
1107 | 5.2 | 2 |  |  |  |  | 1
1108 | 4.9 | 2 |  |  |  |  | 1
1109 | 4.3 | 2 |  |  |  |  | 1
1110 | 5.1 | 2 |  |  |  |  | 1
1111 | 6.8 | 2 |  |  |  |  | 1
1112 | 6.6 | 2 |  |  |  |  | 1
1113 | 10.5 | 2.8 |  |  |  |  | 1
1114 | 11.6 | 3.9 |  |  |  |  | 1
1115 | 12.5 | 4.9 |  |  |  |  | 1
1116 | 16.6 | 8.9 |  |  |  |  | 1
1117 | 16.3 | 8.7 |  |  |  |  | 1
1118 | 19.1 | 11.4 |  |  |  |  | 1
1119 | 19 | 11.4 |  |  |  |  | 1
1120 | 17.9 | 10.2 |  |  |  |  | 1
1121 | 19.2 | 11.5 |  |  |  |  | 1
1122 | 16.7 | 9 |  |  |  |  | 1
1123 | 16.7 | 9 |  |  |  |  | 1
1124 | 13.6 | 6 |  |  |  |  | 1
1125 | 12.7 | 5 |  |  |  |  | 1
1126 | 10.8 | 3.1 |  |  |  |  | 1
1127 | 9.8 | 2.2 |  |  |  |  | 1
1128 | 7.8 | 2 |  |  |  |  | 1
1129 | 7.4 | 2 |  |  |  |  | 1
1130 | 5.9 | 2 |  |  |  |  | 1
1131 | 4.7 | 2 |  |  |  |  | 1
1132 | 3.2 | 2 |  |  |  |  | 1
1133 | 4 | 2 |  |  |  |  | 1
1134 | 4.6 | 2 |  |  |  |  | 1
1135 | 7.1 | 2 |  |  |  |  | 1
1136 | 8.3 | 2 |  |  |  |  | 1
1137 | 8.7 | 2 |  |  |  |  | 1
1138 | 13 | 5.4 |  |  |  |  | 1
1139 | 14.5 | 6.9 |  |  |  |  | 1
1140 | 16.2 | 8.5 |  |  |  |  | 1
1141 | 15.8 | 8.1 |  |  |  |  | 1
1142 | 16.8 | 9.2 |  |  |  |  | 1
1143 | 16.4 | 8.8 |  |  |  |  | 1
1144 | 18.4 | 10.7 |  |  |  |  | 1
1145 | 18.3 | 10.6 |  |  |  |  | 1
1146 | 16.7 | 9.1 |  |  |  |  | 1
1147 | 16.9 | 9.2 |  |  |  |  | 1
1148 | 13.1 | 5.5 |  |  |  |  | 1
1149 | 12.1 | 4.5 |  |  |  |  | 1
1150 | 12.9 | 5.2 |  |  |  |  | 1
1151 | 10.1 | 2.5 |  |  |  |  | 1
1152 | 9.2 | 2 |  |  |  |  | 1
1153 | 6.9 | 2 |  |  |  |  | 1
1154 | 4.6 | 2 |  |  |  |  | 1
1155 | 4.6 | 2 |  |  |  |  | 1
1156 | 4.9 | 2 |  |  |  |  | 1
1157 | 5.9 | 2 |  |  |  |  | 1
1158 | 6.4 | 2 |  |  |  |  | 1
1159 | 6.6 | 2 |  |  |  |  | 1
1160 | 9.3 | 2 |  |  |  |  | 1
1161 | 9.1 | 2 |  |  |  |  | 1
1162 | 10.8 | 3.2 |  |  |  |  | 1
1163 | 14 | 6.3 |  |  |  |  | 1
1164 | 14.7 | 7 |  |  |  |  | 1
1165 | 17.7 | 10.1 |  |  |  |  | 1
1166 | 16.8 | 9.2 |  |  |  |  | 1
1167 | 18.1 | 10.5 |  |  |  |  | 1
1168 | 19.1 | 11.5 |  |  |  |  | 1
1169 | 17.7 | 10.1 |  |  |  |  | 1
1170 | 17.6 | 9.9 |  |  |  |  | 1
1171 | 17.8 | 10.1 |  |  |  |  | 1
1172 | 13.6 | 5.9 |  |  |  |  | 1
1173 | 13.9 | 6.2 |  |  |  |  | 1
1174 | 14.3 | 6.7 |  |  |  |  | 1
1175 | 10 | 2.3 |  |  |  |  | 1
1176 | 8.1 | 2 |  |  |  |  | 1
1177 | 7.1 | 2 |  |  |  |  | 1
1178 | 4.3 | 2 |  |  |  |  | 1
1179 | 5.2 | 2 |  |  |  |  | 1
1180 | 4.2 | 2 |  |  |  |  | 1
1181 | 5.9 | 2 |  |  |  |  | 1
1182 | 5.3 | 2 |  |  |  |  | 1
1183 | 5.6 | 2 |  |  |  |  | 1
1184 | 7.9 | 2 |  |  |  |  | 1
1185 | 10.6 | 3 |  |  |  |  | 1
1186 | 11.7 | 4.1 |  |  |  |  | 1
1187 | 12 | 4.4 |  |  |  |  | 1
1188 | 15 | 7.4 |  |  |  |  | 1
1189 | 16.4 | 8.8 |  |  |  |  | 1
1190 | 19.7 | 12.1 |  |  |  |  | 1
1191 | 18.9 | 11.3 |  |  |  |  | 1
1192 | 21.4 | 13.8 |  |  |  |  | 1
1193 | 18.4 | 10.8 |  |  |  |  | 1
1194 | 16.7 | 9.1 |  |  |  |  | 1
1195 | 15.1 | 7.5 |  |  |  |  | 1
1196 | 17.8 | 10.2 |  |  |  |  | 1
1197 | 14.7 | 7 |  |  |  |  | 1
1198 | 12.3 | 4.7 |  |  |  |  | 1
1199 | 9.5 | 2 |  |  |  |  | 1
1200 | 7.7 | 2 |  |  |  |  | 1
1201 | 6.7 | 2 |  |  |  |  | 1
1202 | 3.4 | 2 |  |  |  |  | 1
1203 | 3.6 | 2 |  |  |  |  | 1
1204 | 7.8 | 2 |  |  |  |  | 1
1205 | 4.7 | 2 |  |  |  |  | 1
1206 | 3.9 | 2 |  |  |  |  | 1
1207 | 6.9 | 2 |  |  |  |  | 1
1208 | 9.7 | 2.1 |  |  |  |  | 1
1209 | 11.2 | 3.6 |  |  |  |  | 1
1210 | 11.5 | 3.9 |  |  |  |  | 1
1211 | 14.9 | 7.3 |  |  |  |  | 1
1212 | 15.2 | 7.6 |  |  |  |  | 1
1213 | 16.6 | 9 |  |  |  |  | 1
1214 | 18.1 | 10.5 |  |  |  |  | 1
1215 | 19.3 | 11.7 |  |  |  |  | 1
1216 | 20.8 | 13.2 |  |  |  |  | 1
1217 | 18.1 | 10.5 |  |  |  |  | 1
1218 | 17.7 | 10.1 |  |  |  |  | 1
1219 | 18.4 | 10.9 |  |  |  |  | 1
1220 | 15.6 | 8 |  |  |  |  | 1
1221 | 14.1 | 6.5 |  |  |  |  | 1
1222 | 12.5 | 4.9 |  |  |  |  | 1
1223 | 11 | 3.5 |  |  |  |  | 1
1224 | 7.9 | 2 |  |  |  |  | 1
1225 | 5.9 | 2 |  |  |  |  | 1
1226 | 7 | 2 |  |  |  |  | 1
1227 | 5 | 2 |  |  |  |  | 1
1228 | 4.4 | 2 |  |  |  |  | 1
1229 | 5.6 | 2 |  |  |  |  | 1
1230 | 6.8 | 2 |  |  |  |  | 1
1231 | 9.3 | 2 |  |  |  |  | 1
1232 | 7.8 | 2 |  |  |  |  | 1
1233 | 10 | 2.5 |  |  |  |  | 1
1234 | 10.8 | 3.3 |  |  |  |  | 1
1235 | 14.5 | 6.9 |  |  |  |  | 1
1236 | 13.9 | 6.3 |  |  |  |  | 1
1237 | 16.2 | 8.6 |  |  |  |  | 1
1238 | 19.3 | 11.7 |  |  |  |  | 1
1239 | 18.8 | 11.3 |  |  |  |  | 1
1240 | 20.8 | 13.2 |  |  |  |  | 1
1241 | 19.2 | 11.7 |  |  |  |  | 1
1242 | 18.4 | 10.9 |  |  |  |  | 1
1243 | 16.2 | 8.6 |  |  |  |  | 1
1244 | 12.6 | 5 |  |  |  |  | 1
1245 | 13.6 | 6 |  |  |  |  | 1
1246 | 12.7 | 5.1 |  |  |  |  | 1
1247 | 9 | 2 |  |  |  |  | 1
1248 | 7.5 | 2 |  |  |  |  | 1
1249 | 9.6 | 2 |  |  |  |  | 1
1250 | 6.2 | 2 |  |  |  |  | 1
1251 | 5.7 | 2 |  |  |  |  | 1
1252 | 7.5 | 2 |  |  |  |  | 1
1253 | 4.6 | 2 |  |  |  |  | 1
1254 | 6.6 | 2 |  |  |  |  | 1
1255 | 6.5 | 2 |  |  |  |  | 1
1256 | 9.4 | 2 |  |  |  |  | 1
1257 | 9.8 | 2.3 |  |  |  |  | 1
1258 | 13.8 | 6.2 |  |  |  |  | 1
1259 | 12 | 4.4 |  |  |  |  | 1
1260 | 15.8 | 8.3 |  |  |  |  | 1
1261 | 17.2 | 9.7 |  |  |  |  | 1
1262 | 18.1 | 10.6 |  |  |  |  | 1
1263 | 19.9 | 12.4 |  |  |  |  | 1
1264 | 17.1 | 9.6 |  |  |  |  | 1
1265 | 18.9 | 11.4 |  |  |  |  | 1
1266 | 17.8 | 10.3 |  |  |  |  | 1
1267 | 15.8 | 8.3 |  |  |  |  | 1
1268 | 16.8 | 9.3 |  |  |  |  | 1
1269 | 15.4 | 7.9 |  |  |  |  | 1
1270 | 10.5 | 3 |  |  |  |  | 1
1271 | 11.1 | 3.6 |  |  |  |  | 1
1272 | 10.1 | 2.5 |  |  |  |  | 1
1273 | 8.2 | 2 |  |  |  |  | 1
1274 | 4.5 | 2 |  |  |  |  | 1
1275 | 4.7 | 2 |  |  |  |  | 1
1276 | 6.6 | 2 |  |  |  |  | 1
1277 | 4.5 | 2 |  |  |  |  | 1
1278 | 7.7 | 2 |  |  |  |  | 1
1279 | 7.8 | 2 |  |  |  |  | 1
1280 | 8.7 | 2 |  |  |  |  | 1
1281 | 11.7 | 4.2 |  |  |  |  | 1
1282 | 13.4 | 5.9 |  |  |  |  | 1
1283 | 12.8 | 5.3 |  |  |  |  | 1
1284 | 16.5 | 9 |  |  |  |  | 1
1285 | 18.1 | 10.6 |  |  |  |  | 1
1286 | 16.8 | 9.3 |  |  |  |  | 1
1287 | 19.1 | 11.6 |  |  |  |  | 1
1288 | 20.1 | 12.6 |  |  |  |  | 1
1289 | 17.6 | 10.1 |  |  |  |  | 1
1290 | 17.7 | 10.2 |  |  |  |  | 1
1291 | 18.3 | 10.8 |  |  |  |  | 1
1292 | 15.3 | 7.8 |  |  |  |  | 1
1293 | 13.2 | 5.7 |  |  |  |  | 1
1294 | 12.8 | 5.3 |  |  |  |  | 1
1295 | 9.9 | 2.4 |  |  |  |  | 1
1296 | 10.1 | 2.6 |  |  |  |  | 1
1297 | 9.2 | 2 |  |  |  |  | 1
1298 | 7.3 | 2 |  |  |  |  | 1
1299 | 5.3 | 2 |  |  |  |  | 1
1300 | 6.4 | 2 |  |  |  |  | 1
1301 | 6.3 | 2 |  |  |  |  | 1
1302 | 7.7 | 2 |  |  |  |  | 1
1303 | 7.6 | 2 |  |  |  |  | 1
1304 | 8.8 | 2 |  |  |  |  | 1
1305 | 9.9 | 2.5 |  |  |  |  | 1
1306 | 11 | 3.6 |  |  |  |  | 1
1307 | 13.2 | 5.7 |  |  |  |  | 1
1308 | 16 | 8.5 |  |  |  |  | 1
1309 | 14.5 | 7.1 |  |  |  |  | 1
1310 | 17.3 | 9.9 |  |  |  |  | 1
1311 | 16.7 | 9.2 |  |  |  |  | 1
1312 | 18.5 | 11 |  |  |  |  | 1
1313 | 17.9 | 10.5 |  |  |  |  | 1
1314 | 19.3 | 11.9 |  |  |  |  | 1
1315 | 16.3 | 8.9 |  |  |  |  | 1
1316 | 17.6 | 10.1 |  |  |  |  | 1
1317 | 14 | 6.5 |  |  |  |  | 1
1318 | 11.9 | 4.4 |  |  |  |  | 1
1319 | 9.9 | 2.5 |  |  |  |  | 1
1320 | 10.1 | 2.6 |  |  |  |  | 1
1321 | 7.3 | 2 |  |  |  |  | 1
1322 | 6.1 | 2 |  |  |  |  | 1
1323 | 4.9 | 2 |  |  |  |  | 1
1324 | 4.6 | 2 |  |  |  |  | 1
1325 | 6.9 | 2 |  |  |  |  | 1
1326 | 4.6 | 2 |  |  |  |  | 1
1327 | 7.9 | 2 |  |  |  |  | 1
1328 | 9.8 | 2.3 |  |  |  |  | 1
1329 | 10.5 | 3 |  |  |  |  | 1
1330 | 12.3 | 4.9 |  |  |  |  | 1
1331 | 14.3 | 6.8 |  |  |  |  | 1
1332 | 17 | 9.5 |  |  |  |  | 1
1333 | 18.6 | 11.2 |  |  |  |  | 1
1334 | 15.7 | 8.3 |  |  |  |  | 1
1335 | 17.8 | 10.4 |  |  |  |  | 1
1336 | 20.4 | 12.9 |  |  |  |  | 1
1337 | 17.3 | 9.9 |  |  |  |  | 1
1338 | 17.2 | 9.8 |  |  |  |  | 1
1339 | 19.5 | 12 |  |  |  |  | 1
1340 | 15.7 | 8.3 |  |  |  |  | 1
1341 | 12.9 | 5.5 |  |  |  |  | 1
1342 | 11 | 3.6 |  |  |  |  | 1
1343 | 10.8 | 3.4 |  |  |  |  | 1
1344 | 8.4 | 2 |  |  |  |  | 1
1345 | 7.8 | 2 |  |  |  |  | 1
1346 | 5.3 | 2 |  |  |  |  | 1
1347 | 6.8 | 2 |  |  |  |  | 1
1348 | 4.8 | 2 |  |  |  |  | 1
1349 | 6 | 2 |  |  |  |  | 1
1350 | 6.6 | 2 |  |  |  |  | 1
1351 | 8.2 | 2 |  |  |  |  | 1
1352 | 8.4 | 2 |  |  |  |  | 1
1353 | 10.1 | 2.7 |  |  |  |  | 1
1354 | 12.9 | 5.5 |  |  |  |  | 1
1355 | 13.6 | 6.2 |  |  |  |  | 1
1356 | 16.3 | 8.9 |  |  |  |  | 1
1357 | 18.5 | 11.1 |  |  |  |  | 1
1358 | 19.9 | 12.5 |  |  |  |  | 1
1359 | 19.2 | 11.8 |  |  |  |  | 1
1360 | 19 | 11.6 |  |  |  |  | 1
1361 | 20.8 | 13.4 |  |  |  |  | 1
1362 | 17.9 | 10.5 |  |  |  |  | 1
1363 | 17.4 | 10 |  |  |  |  | 1
1364 | 17.2 | 9.8 |  |  |  |  | 1
1365 | 14.5 | 7.1 |  |  |  |  | 1
1366 | 11.8 | 4.4 |  |  |  |  | 1
1367 | 11.4 | 4 |  |  |  |  | 1
1368 | 8 | 2 |  |  |  |  | 1
1369 | 5.8 | 2 |  |  |  |  | 1
1370 | 6.6 | 2 |  |  |  |  | 1
1371 | 6.2 | 2 |  |  |  |  | 1
1372 | 5.7 | 2 |  |  |  |  | 1
1373 | 5.5 | 2 |  |  |  |  | 1
1374 | 7.6 | 2 |  |  |  |  | 1
1375 | 6.8 | 2 |  |  |  |  | 1
1376 | 7.9 | 2 |  |  |  |  | 1
1377 | 10 | 2.6 |  |  |  |  | 1
1378 | 11.9 | 4.5 |  |  |  |  | 1
1379 | 14.3 | 6.9 |  |  |  |  | 1
1380 | 15.4 | 8.1 |  |  |  |  | 1
1381 | 17.4 | 10 |  |  |  |  | 1
1382 | 17.7 | 10.3 |  |  |  |  | 1
1383 | 19 | 11.6 |  |  |  |  | 1
1384 | 18.8 | 11.5 |  |  |  |  | 1
1385 | 19.2 | 11.8 |  |  |  |  | 1
1386 | 18.1 | 10.7 |  |  |  |  | 1
1387 | 15.4 | 8 |  |  |  |  | 1
1388 | 16.1 | 8.7 |  |  |  |  | 1
1389 | 14.3 | 6.9 |  |  |  |  | 1
1390 | 13.4 | 6 |  |  |  |  | 1
1391 | 11.2 | 3.8 |  |  |  |  | 1
1392 | 9.6 | 2.2 |  |  |  |  | 1
1393 | 7.1 | 2 |  |  |  |  | 1
1394 | 7.5 | 2 |  |  |  |  | 1
1395 | 7.4 | 2 |  |  |  |  | 1
1396 | 5 | 2 |  |  |  |  | 1
1397 | 5.4 | 2 |  |  |  |  | 1
1398 | 6.8 | 2 |  |  |  |  | 1
1399 | 10 | 2.6 |  |  |  |  | 1
1400 | 5.6 | 2 |  |  |  |  | 1
1401 | 11.1 | 3.8 |  |  |  |  | 1
1402 | 12.5 | 5.1 |  |  |  |  | 1
1403 | 15.3 | 7.9 |  |  |  |  | 1
1404 | 15.6 | 8.3 |  |  |  |  | 1
1405 | 18 | 10.7 |  |  |  |  | 1
1406 | 20.4 | 13.1 |  |  |  |  | 1
1407 | 20.6 | 13.2 |  |  |  |  | 1
1408 | 18 | 10.6 |  |  |  |  | 1
1409 | 20.2 | 12.9 |  |  |  |  | 1
1410 | 18.1 | 10.8 |  |  |  |  | 1
1411 | 17.9 | 10.6 |  |  |  |  | 1
1412 | 16.7 | 9.3 |  |  |  |  | 1
1413 | 14.4 | 7.1 |  |  |  |  | 1
1414 | 9.7 | 2.4 |  |  |  |  | 1
1415 | 11 | 3.6 |  |  |  |  | 1
1416 | 10.6 | 3.3 |  |  |  |  | 1
1417 | 6.6 | 2 |  |  |  |  | 1
1418 | 7.8 | 2 |  |  |  |  | 1
1419 | 6.7 | 2 |  |  |  |  | 1
1420 | 7 | 2 |  |  |  |  | 1
1421 | 6.7 | 2 |  |  |  |  | 1
1422 | 5.7 | 2 |  |  |  |  | 1
1423 | 7.4 | 2 |  |  |  |  | 1
1424 | 10.4 | 3.1 |  |  |  |  | 1
1425 | 11.3 | 4 |  |  |  |  | 1
1426 | 12.7 | 5.4 |  |  |  |  | 1
1427 | 14.3 | 6.9 |  |  |  |  | 1
1428 | 16.7 | 9.4 |  |  |  |  | 1
1429 | 17.5 | 10.2 |  |  |  |  | 1
1430 | 20.3 | 13 |  |  |  |  | 1
1431 | 19.5 | 12.2 |  |  |  |  | 1
1432 | 20.1 | 12.8 |  |  |  |  | 1
1433 | 18.8 | 11.5 |  |  |  |  | 1
1434 | 19.7 | 12.4 |  |  |  |  | 1
1435 | 17.7 | 10.4 |  |  |  |  | 1
1436 | 18.4 | 11 |  |  |  |  | 1
1437 | 14.4 | 7.1 |  |  |  |  | 1
1438 | 13.6 | 6.2 |  |  |  |  | 1
1439 | 11.4 | 4.1 |  |  |  |  | 1
1440 | 8 | 2 |  |  |  |  | 1
1441 | 5.7 | 2 |  |  |  |  | 1
1442 | 7 | 2 |  |  |  |  | 1
1443 | 4.2 | 2 |  |  |  |  | 1
1444 | 5.7 | 2 |  |  |  |  | 1
1445 | 5.5 | 2 |  |  |  |  | 1
1446 | 5.9 | 2 |  |  |  |  | 1
1447 | 9.1 | 2 |  |  |  |  | 1
1448 | 8.4 | 2 |  |  |  |  | 1
1449 | 8.7 | 2 |  |  |  |  | 1
1450 | 12.9 | 5.6 |  |  |  |  | 1
1451 | 13.8 | 6.5 |  |  |  |  | 1
1452 | 15.9 | 8.6 |  |  |  |  | 1
1453 | 19.9 | 12.6 |  |  |  |  | 1
1454 | 19.2 | 11.9 |  |  |  |  | 1
1455 | 21.3 | 14 |  |  |  |  | 1
1456 | 21.1 | 13.8 |  |  |  |  | 1
1457 | 20 | 12.7 |  |  |  |  | 1
1458 | 17.2 | 10 |  |  |  |  | 1
1459 | 18.7 | 11.5 |  |  |  |  | 1
1460 | 15.8 | 8.5 |  |  |  |  | 1
1461 | 15.7 | 8.4 |  |  |  |  | 1
1462 | 13.7 | 6.4 |  |  |  |  | 1
1463 | 10.5 | 3.2 |  |  |  |  | 1
1464 | 10.9 | 3.7 |  |  |  |  | 1
1465 | 6.9 | 2 |  |  |  |  | 1
1466 | 7.9 | 2 |  |  |  |  | 1
1467 | 6.4 | 2 |  |  |  |  | 1
1468 | 7.3 | 2 |  |  |  |  | 1
1469 | 6.2 | 2 |  |  |  |  | 1
1470 | 5.7 | 2 |  |  |  |  | 1
1471 | 9 | 2 |  |  |  |  | 1
1472 | 8.5 | 2 |  |  |  |  | 1
1473 | 10.3 | 3.1 |  |  |  |  | 1
1474 | 11.9 | 4.7 |  |  |  |  | 1
1475 | 13.2 | 5.9 |  |  |  |  | 1
1476 | 13.7 | 6.5 |  |  |  |  | 1
1477 | 19.8 | 12.5 |  |  |  |  | 1
1478 | 18.9 | 11.6 |  |  |  |  | 1
1479 | 19.8 | 12.6 |  |  |  |  | 1
1480 | 19 | 11.8 |  |  |  |  | 1
1481 | 19.8 | 12.6 |  |  |  |  | 1
1482 | 16.9 | 9.6 |  |  |  |  | 1
1483 | 20 | 12.8 |  |  |  |  | 1
1484 | 18.3 | 11.1 |  |  |  |  | 1
1485 | 16.3 | 9 |  |  |  |  | 1
1486 | 15.2 | 7.9 |  |  |  |  | 1
1487 | 11.8 | 4.5 |  |  |  |  | 1
1488 | 9.3 | 2 |  |  |  |  | 1
1489 | 8.2 | 2 |  |  |  |  | 1
1490 | 5.3 | 2 |  |  |  |  | 1
1491 | 6.2 | 2 |  |  |  |  | 1
1492 | 6.2 | 2 |  |  |  |  | 1
1493 | 5.3 | 2 |  |  |  |  | 1
1494 | 7 | 2 |  |  |  |  | 1
1495 | 7.6 | 2 |  |  |  |  | 1
1496 | 10.1 | 2.9 |  |  |  |  | 1
1497 | 11.7 | 4.5 |  |  |  |  | 1
1498 | 11.8 | 4.6 |  |  |  |  | 1
1499 | 13.7 | 6.5 |  |  |  |  | 1
1500 | 15.1 | 7.9 |  |  |  |  | 1
1501 | 16.7 | 9.5 |  |  |  |  | 1
1502 | 19.5 | 12.3 |  |  |  |  | 1
1503 | 19.9 | 12.7 |  |  |  |  | 1
1504 | 22.4 | 15.2 |  |  |  |  | 1
1505 | 21.1 | 13.9 |  |  |  |  | 1
1506 | 20 | 12.8 |  |  |  |  | 1
1507 | 18.2 | 11 |  |  |  |  | 1
1508 | 15.4 | 8.2 |  |  |  |  | 1
1509 | 12.5 | 5.3 |  |  |  |  | 1
1510 | 13.8 | 6.6 |  |  |  |  | 1
1511 | 10.8 | 3.6 |  |  |  |  | 1
1512 | 10 | 2.8 |  |  |  |  | 1
1513 | 8.8 | 2 |  |  |  |  | 1
1514 | 5.6 | 2 |  |  |  |  | 1
1515 | 6.7 | 2 |  |  |  |  | 1
1516 | 7 | 2 |  |  |  |  | 1
1517 | 6.4 | 2 |  |  |  |  | 1
1518 | 8.2 | 2 |  |  |  |  | 1
1519 | 10 | 2.8 |  |  |  |  | 1
1520 | 7.6 | 2 |  |  |  |  | 1
1521 | 10.8 | 3.7 |  |  |  |  | 1
1522 | 12.4 | 5.2 |  |  |  |  | 1
1523 | 14.1 | 6.9 |  |  |  |  | 1
1524 | 15.8 | 8.6 |  |  |  |  | 1
1525 | 17.6 | 10.4 |  |  |  |  | 1
1526 | 17.5 | 10.3 |  |  |  |  | 1
1527 | 19.8 | 12.7 |  |  |  |  | 1
1528 | 18.8 | 11.6 |  |  |  |  | 1
1529 | 21.5 | 14.3 |  |  |  |  | 1
1530 | 18.2 | 11 |  |  |  |  | 1
1531 | 18.7 | 11.6 |  |  |  |  | 1
1532 | 17.7 | 10.5 |  |  |  |  | 1
1533 | 13.5 | 6.3 |  |  |  |  | 1
1534 | 12.9 | 5.7 |  |  |  |  | 1
1535 | 10.3 | 3.1 |  |  |  |  | 1
1536 | 10.9 | 3.7 |  |  |  |  | 1
1537 | 8.9 | 2 |  |  |  |  | 1
1538 | 8.9 | 2 |  |  |  |  | 1
1539 | 4.9 | 2 |  |  |  |  | 1
1540 | 7.6 | 2 |  |  |  |  | 1
1541 | 6.4 | 2 |  |  |  |  | 1
1542 | 7.1 | 2 |  |  |  |  | 1
1543 | 9.1 | 2 |  |  |  |  | 1
1544 | 8.5 | 2 |  |  |  |  | 1
1545 | 11.6 | 4.4 |  |  |  |  | 1
1546 | 13 | 5.8 |  |  |  |  | 1
1547 | 14.9 | 7.7 |  |  |  |  | 1
1548 | 14.9 | 7.7 |  |  |  |  | 1
1549 | 19.4 | 12.3 |  |  |  |  | 1
1550 | 17.9 | 10.8 |  |  |  |  | 1
1551 | 20.5 | 13.3 |  |  |  |  | 1
1552 | 18.7 | 11.6 |  |  |  |  | 1
1553 | 19.6 | 12.5 |  |  |  |  | 1
1554 | 20.8 | 13.6 |  |  |  |  | 1
1555 | 19.6 | 12.4 |  |  |  |  | 1
1556 | 15.8 | 8.6 |  |  |  |  | 1
1557 | 14.8 | 7.7 |  |  |  |  | 1
1558 | 12.3 | 5.2 |  |  |  |  | 1
1559 | 10.2 | 3 |  |  |  |  | 1
1560 | 10.8 | 3.6 |  |  |  |  | 1
1561 | 6.6 | 2 |  |  |  |  | 1
1562 | 6.7 | 2 |  |  |  |  | 1
1563 | 6.5 | 2 |  |  |  |  | 1
1564 | 6.7 | 2 |  |  |  |  | 1
1565 | 8.8 | 2 |  |  |  |  | 1
1566 | 7.8 | 2 |  |  |  |  | 1
1567 | 11.4 | 4.3 |  |  |  |  | 1
1568 | 9.1 | 2 |  |  |  |  | 1
1569 | 11.2 | 4.1 |  |  |  |  | 1
1570 | 11.9 | 4.8 |  |  |  |  | 1
1571 | 16.1 | 9 |  |  |  |  | 1
1572 | 17.1 | 10 |  |  |  |  | 1
1573 | 17.8 | 10.7 |  |  |  |  | 1
1574 | 18.6 | 11.5 |  |  |  |  | 1
1575 | 20.2 | 13.1 |  |  |  |  | 1
1576 | 16.3 | 9.2 |  |  |  |  | 1
1577 | 21.6 | 14.5 |  |  |  |  | 1
1578 | 20.1 | 13 |  |  |  |  | 1
1579 | 16.7 | 9.6 |  |  |  |  | 1
1580 | 16.5 | 9.4 |  |  |  |  | 1
1581 | 14.9 | 7.8 |  |  |  |  | 1
1582 | 13.4 | 6.3 |  |  |  |  | 1
1583 | 9.4 | 2.3 |  |  |  |  | 1
1584 | 10.6 | 3.5 |  |  |  |  | 1
1585 | 10.7 | 3.7 |  |  |  |  | 1
1586 | 8.2 | 2 |  |  |  |  | 1
1587 | 6.2 | 2 |  |  |  |  | 1
1588 | 5.7 | 2 |  |  |  |  | 1
1589 | 7 | 2 |  |  |  |  | 1
1590 | 7.2 | 2 |  |  |  |  | 1
1591 | 8.7 | 2 |  |  |  |  | 1
1592 | 12.8 | 5.7 |  |  |  |  | 1
1593 | 11.4 | 4.3 |  |  |  |  | 1
1594 | 12.8 | 5.8 |  |  |  |  | 1
1595 | 13.6 | 6.6 |  |  |  |  | 1
1596 | 16.1 | 9.1 |  |  |  |  | 1
1597 | 20.7 | 13.7 |  |  |  |  | 1
1598 | 20.2 | 13.1 |  |  |  |  | 1
1599 | 20 | 13 |  |  |  |  | 1
1600 | 18.6 | 11.6 |  |  |  |  | 1
1601 | 21.5 | 14.4 |  |  |  |  | 1
1602 | 22.2 | 15.1 |  |  |  |  | 1
1603 | 19.3 | 12.2 |  |  |  |  | 1
1604 | 16.4 | 9.4 |  |  |  |  | 1
1605 | 15.8 | 8.8 |  |  |  |  | 1
1606 | 16 | 9 |  |  |  |  | 1
1607 | 14.2 | 7.1 |  |  |  |  | 1
1608 | 9.6 | 2.5 |  |  |  |  | 1
1609 | 7.5 | 2 |  |  |  |  | 1
1610 | 8 | 2 |  |  |  |  | 1
1611 | 6 | 2 |  |  |  |  | 1
1612 | 5.8 | 2 |  |  |  |  | 1
1613 | 7.6 | 2 |  |  |  |  | 1
1614 | 5.2 | 2 |  |  |  |  | 1
1615 | 6.9 | 2 |  |  |  |  | 1
1616 | 11.8 | 4.8 |  |  |  |  | 1
1617 | 11.8 | 4.8 |  |  |  |  | 1
1618 | 16.4 | 9.4 |  |  |  |  | 1
1619 | 15.4 | 8.4 |  |  |  |  | 1
1620 | 16.4 | 9.4 |  |  |  |  | 1
1621 | 20.7 | 13.7 |  |  |  |  | 1
1622 | 21 | 13.9 |  |  |  |  | 1
1623 | 22.5 | 15.5 |  |  |  |  | 1
1624 | 20.7 | 13.6 |  |  |  |  | 1
1625 | 21.5 | 14.5 |  |  |  |  | 1
1626 | 18.7 | 11.7 |  |  |  |  | 1
1627 | 18 | 11 |  |  |  |  | 1
1628 | 17.3 | 10.2 |  |  |  |  | 1
1629 | 14.9 | 7.9 |  |  |  |  | 1
1630 | 12.9 | 5.8 |  |  |  |  | 1
1631 | 12.6 | 5.5 |  |  |  |  | 1
1632 | 9.7 | 2.7 |  |  |  |  | 1
1633 | 9.4 | 2.4 |  |  |  |  | 1
1634 | 6.8 | 2 |  |  |  |  | 1
1635 | 6.8 | 2 |  |  |  |  | 1
1636 | 5.4 | 2 |  |  |  |  | 1
1637 | 6.9 | 2 |  |  |  |  | 1
1638 | 4 | 2 |  |  |  |  | 1
1639 | 9.5 | 2.5 |  |  |  |  | 1
1640 | 9.4 | 2.4 |  |  |  |  | 1
1641 | 12.3 | 5.3 |  |  |  |  | 1
1642 | 13.7 | 6.7 |  |  |  |  | 1
1643 | 14.6 | 7.6 |  |  |  |  | 1
1644 | 18.2 | 11.2 |  |  |  |  | 1
1645 | 17 | 10 |  |  |  |  | 1
1646 | 19.5 | 12.5 |  |  |  |  | 1
1647 | 20.1 | 13.1 |  |  |  |  | 1
1648 | 23.8 | 16.8 |  |  |  |  | 1
1649 | 20.2 | 13.2 |  |  |  |  | 1
1650 | 19.1 | 12.2 |  |  |  |  | 1
1651 | 17.8 | 10.8 |  |  |  |  | 1
1652 | 17.4 | 10.4 |  |  |  |  | 1
1653 | 14.9 | 7.9 |  |  |  |  | 1
1654 | 12.5 | 5.5 |  |  |  |  | 1
1655 | 13.3 | 6.3 |  |  |  |  | 1
1656 | 10.7 | 3.7 |  |  |  |  | 1
1657 | 10.7 | 3.7 |  |  |  |  | 1
1658 | 6.5 | 2 |  |  |  |  | 1
1659 | 5.6 | 2 |  |  |  |  | 1
1660 | 5.8 | 2 |  |  |  |  | 1
1661 | 7.6 | 2 |  |  |  |  | 1
1662 | 7.6 | 2 |  |  |  |  | 1
1663 | 10.9 | 3.9 |  |  |  |  | 1
1664 | 10.1 | 3.2 |  |  |  |  | 1
1665 | 12.3 | 5.3 |  |  |  |  | 1
1666 | 14.7 | 7.7 |  |  |  |  | 1
1667 | 16.8 | 9.9 |  |  |  |  | 1
1668 | 18.2 | 11.2 |  |  |  |  | 1
1669 | 20.9 | 13.9 |  |  |  |  | 1
1670 | 21.2 | 14.3 |  |  |  |  | 1
1671 | 20.5 | 13.6 |  |  |  |  | 1
1672 | 19.5 | 12.6 |  |  |  |  | 1
1673 | 22.4 | 15.5 |  |  |  |  | 1
1674 | 20.2 | 13.3 |  |  |  |  | 1
1675 | 19 | 12 |  |  |  |  | 1
1676 | 17.6 | 10.7 |  |  |  |  | 1
1677 | 16.1 | 9.1 |  |  |  |  | 1
1678 | 13.1 | 6.2 |  |  |  |  | 1
1679 | 12.1 | 5.1 |  |  |  |  | 1
1680 | 10.6 | 3.6 |  |  |  |  | 1
1681 | 9.2 | 2.3 |  |  |  |  | 1
1682 | 7.7 | 2 |  |  |  |  | 1
1683 | 8.6 | 2 |  |  |  |  | 1
1684 | 6.2 | 2 |  |  |  |  | 1
1685 | 4.6 | 2 |  |  |  |  | 1
1686 | 9.7 | 2.8 |  |  |  |  | 1
1687 | 9.2 | 2.3 |  |  |  |  | 1
1688 | 11.3 | 4.4 |  |  |  |  | 1
1689 | 12.5 | 5.6 |  |  |  |  | 1
1690 | 12.6 | 5.7 |  |  |  |  | 1
1691 | 16.8 | 9.9 |  |  |  |  | 1
1692 | 16.9 | 10 |  |  |  |  | 1
1693 | 18.8 | 11.9 |  |  |  |  | 1
1694 | 21.1 | 14.2 |  |  |  |  | 1
1695 | 22.1 | 15.2 |  |  |  |  | 1
1696 | 21.4 | 14.5 |  |  |  |  | 1
1697 | 20.7 | 13.8 |  |  |  |  | 1
1698 | 21 | 14.1 |  |  |  |  | 1
1699 | 19.6 | 12.7 |  |  |  |  | 1
1700 | 16 | 9.1 |  |  |  |  | 1
1701 | 14.4 | 7.5 |  |  |  |  | 1
1702 | 13.4 | 6.5 |  |  |  |  | 1
1703 | 13.9 | 7 |  |  |  |  | 1
1704 | 11.3 | 4.4 |  |  |  |  | 1
1705 | 9.7 | 2.8 |  |  |  |  | 1
1706 | 7.1 | 2 |  |  |  |  | 1
1707 | 6.1 | 2 |  |  |  |  | 1
1708 | 4.4 | 2 |  |  |  |  | 1
1709 | 7.6 | 2 |  |  |  |  | 1
1710 | 7.9 | 2 |  |  |  |  | 1
1711 | 10.4 | 3.5 |  |  |  |  | 1
1712 | 11.2 | 4.3 |  |  |  |  | 1
1713 | 11.5 | 4.6 |  |  |  |  | 1
1714 | 14.8 | 7.9 |  |  |  |  | 1
1715 | 16.5 | 9.6 |  |  |  |  | 1
1716 | 18.8 | 11.9 |  |  |  |  | 1
1717 | 19.8 | 13 |  |  |  |  | 1
1718 | 21.3 | 14.4 |  |  |  |  | 1
1719 | 20 | 13.2 |  |  |  |  | 1
1720 | 21.8 | 14.9 |  |  |  |  | 1
1721 | 18.5 | 11.6 |  |  |  |  | 1
1722 | 22.5 | 15.6 |  |  |  |  | 1
1723 | 18.8 | 11.9 |  |  |  |  | 1
1724 | 19.4 | 12.5 |  |  |  |  | 1
1725 | 16 | 9.1 |  |  |  |  | 1
1726 | 14.2 | 7.4 |  |  |  |  | 1
1727 | 12.5 | 5.7 |  |  |  |  | 1
1728 | 11.4 | 4.6 |  |  |  |  | 1
1729 | 8.2 | 2 |  |  |  |  | 1
1730 | 8.4 | 2 |  |  |  |  | 1
1731 | 8.3 | 2 |  |  |  |  | 1
1732 | 6.2 | 2 |  |  |  |  | 1
1733 | 7.7 | 2 |  |  |  |  | 1
1734 | 9.2 | 2.4 |  |  |  |  | 1
1735 | 9 | 2.2 |  |  |  |  | 1
1736 | 11.6 | 4.8 |  |  |  |  | 1
1737 | 12.6 | 5.8 |  |  |  |  | 1
1738 | 13.9 | 7.1 |  |  |  |  | 1
1739 | 17.8 | 11 |  |  |  |  | 1
1740 | 18.9 | 12 |  |  |  |  | 1
1741 | 17.4 | 10.6 |  |  |  |  | 1
1742 | 20.1 | 13.2 |  |  |  |  | 1
1743 | 20.6 | 13.8 |  |  |  |  | 1
1744 | 22.1 | 15.3 |  |  |  |  | 1
1745 | 19.7 | 12.9 |  |  |  |  | 1
1746 | 20.2 | 13.4 |  |  |  |  | 1
1747 | 19.5 | 12.7 |  |  |  |  | 1
1748 | 17 | 10.2 |  |  |  |  | 1
1749 | 14.2 | 7.4 |  |  |  |  | 1
1750 | 16.7 | 9.8 |  |  |  |  | 1
1751 | 11.9 | 5 |  |  |  |  | 1
1752 | 11.4 | 4.6 |  |  |  |  | 1
1753 | 9.7 | 2.9 |  |  |  |  | 1
1754 | 10.3 | 3.5 |  |  |  |  | 1
1755 | 9.3 | 2.5 |  |  |  |  | 1
1756 | 7.5 | 2 |  |  |  |  | 1
1757 | 8.4 | 2 |  |  |  |  | 1
1758 | 10.4 | 3.6 |  |  |  |  | 1
1759 | 10.2 | 3.4 |  |  |  |  | 1
1760 | 11.9 | 5.1 |  |  |  |  | 1
1761 | 11.8 | 5.1 |  |  |  |  | 1
1762 | 14.7 | 7.9 |  |  |  |  | 1
1763 | 16.6 | 9.8 |  |  |  |  | 1
1764 | 16.8 | 10.1 |  |  |  |  | 1
1765 | 20.5 | 13.7 |  |  |  |  | 1
1766 | 19.9 | 13.1 |  |  |  |  | 1
1767 | 19.3 | 12.6 |  |  |  |  | 1
1768 | 20.7 | 13.9 |  |  |  |  | 1
1769 | 21.4 | 14.6 |  |  |  |  | 1
1770 | 20.6 | 13.9 |  |  |  |  | 1
1771 | 19.2 | 12.5 |  |  |  |  | 1
1772 | 19.8 | 13 |  |  |  |  | 1
1773 | 17.1 | 10.3 |  |  |  |  | 1
1774 | 15.3 | 8.5 |  |  |  |  | 1
1775 | 12.4 | 5.6 |  |  |  |  | 1
1776 | 12.6 | 5.8 |  |  |  |  | 1
1777 | 9.3 | 2.6 |  |  |  |  | 1
1778 | 8.9 | 2.2 |  |  |  |  | 1
1779 | 7.4 | 2 |  |  |  |  | 1
1780 | 8.4 | 2 |  |  |  |  | 1
1781 | 6.9 | 2 |  |  |  |  | 1
1782 | 8.5 | 2 |  |  |  |  | 1
1783 | 9.8 | 3.1 |  |  |  |  | 1
1784 | 13.3 | 6.5 |  |  |  |  | 1
1785 | 14.1 | 7.4 |  |  |  |  | 1
1786 | 13.9 | 7.1 |  |  |  |  | 1
1787 | 16.2 | 9.5 |  |  |  |  | 1
1788 | 17.1 | 10.4 |  |  |  |  | 1
1789 | 19.2 | 12.5 |  |  |  |  | 1
1790 | 23.9 | 17.2 |  |  |  |  | 1
1791 | 21.7 | 14.9 |  |  |  |  | 1
1792 | 22.1 | 15.4 |  |  |  |  | 1
1793 | 20.2 | 13.5 |  |  |  |  | 1
1794 | 20.2 | 13.4 |  |  |  |  | 1
1795 | 18.5 | 11.8 |  |  |  |  | 1
1796 | 16.6 | 9.8 |  |  |  |  | 1
1797 | 17.5 | 10.7 |  |  |  |  | 1
1798 | 17.6 | 10.9 |  |  |  |  | 1
1799 | 14.1 | 7.3 |  |  |  |  | 1
1800 | 10.1 | 3.3 |  |  |  |  | 1
1801 | 10.5 | 3.8 |  |  |  |  | 1
1802 | 5.3 | 2 |  |  |  |  | 1
1803 | 7.6 | 2 |  |  |  |  | 1
1804 | 11.1 | 4.4 |  |  |  |  | 1
1805 | 9.1 | 2.4 |  |  |  |  | 1
1806 | 8.4 | 2 |  |  |  |  | 1
1807 | 11.4 | 4.7 |  |  |  |  | 1
1808 | 10.4 | 3.7 |  |  |  |  | 1
1809 | 15.2 | 8.5 |  |  |  |  | 1
1810 | 14.2 | 7.5 |  |  |  |  | 1
1811 | 14.5 | 7.8 |  |  |  |  | 1
1812 | 19.9 | 13.2 |  |  |  |  | 1
1813 | 19 | 12.3 |  |  |  |  | 1
1814 | 22.7 | 16 |  |  |  |  | 1
1815 | 21.7 | 15 |  |  |  |  | 1
1816 | 21.7 | 15 |  |  |  |  | 1
1817 | 23.5 | 16.8 |  |  |  |  | 1
1818 | 21.6 | 14.9 |  |  |  |  | 1
1819 | 23.4 | 16.7 |  |  |  |  | 1
1820 | 18.7 | 12 |  |  |  |  | 1
1821 | 17.1 | 10.4 |  |  |  |  | 1
1822 | 14 | 7.3 |  |  |  |  | 1
1823 | 13.6 | 6.9 |  |  |  |  | 1
1824 | 13 | 6.3 |  |  |  |  | 1
1825 | 7.9 | 2 |  |  |  |  | 1
1826 | 8.4 | 2 |  |  |  |  | 1
1827 | 6.8 | 2 |  |  |  |  | 1
1828 | 5.4 | 2 |  |  |  |  | 1
1829 | 8.3 | 2 |  |  |  |  | 1
1830 | 10.1 | 3.4 |  |  |  |  | 1
1831 | 10 | 3.3 |  |  |  |  | 1
1832 | 11.1 | 4.4 |  |  |  |  | 1
1833 | 13.7 | 7 |  |  |  |  | 1
1834 | 14.1 | 7.4 |  |  |  |  | 1
1835 | 17.5 | 10.9 |  |  |  |  | 1
1836 | 19.6 | 12.9 |  |  |  |  | 1
1837 | 17.6 | 10.9 |  |  |  |  | 1
1838 | 20.1 | 13.5 |  |  |  |  | 1
1839 | 20.2 | 13.6 |  |  |  |  | 1
1840 | 21.5 | 14.9 |  |  |  |  | 1
1841 | 22.2 | 15.5 |  |  |  |  | 1
1842 | 20.5 | 13.9 |  |  |  |  | 1
1843 | 21.3 | 14.7 |  |  |  |  | 1
1844 | 21 | 14.4 |  |  |  |  | 1
1845 | 18.2 | 11.5 |  |  |  |  | 1
1846 | 15.3 | 8.7 |  |  |  |  | 1
1847 | 12.5 | 5.8 |  |  |  |  | 1
1848 | 11.2 | 4.6 |  |  |  |  | 1
1849 | 9.2 | 2.6 |  |  |  |  | 1
1850 | 8.4 | 2 |  |  |  |  | 1
1851 | 8 | 2 |  |  |  |  | 1
1852 | 8.9 | 2.3 |  |  |  |  | 1
1853 | 8.9 | 2.3 |  |  |  |  | 1
1854 | 9.7 | 3 |  |  |  |  | 1
1855 | 8.4 | 2 |  |  |  |  | 1
1856 | 9.1 | 2.5 |  |  |  |  | 1
1857 | 13.1 | 6.5 |  |  |  |  | 1
1858 | 15.4 | 8.7 |  |  |  |  | 1
1859 | 17.5 | 10.9 |  |  |  |  | 1
1860 | 18.8 | 12.2 |  |  |  |  | 1
1861 | 19.5 | 12.8 |  |  |  |  | 1
1862 | 22.4 | 15.8 |  |  |  |  | 1
1863 | 19.2 | 12.6 |  |  |  |  | 1
1864 | 20.9 | 14.3 |  |  |  |  | 1
1865 | 21 | 14.4 |  |  |  |  | 1
1866 | 22.2 | 15.6 |  |  |  |  | 1
1867 | 20.5 | 13.9 |  |  |  |  | 1
1868 | 18.5 | 11.9 |  |  |  |  | 1
1869 | 15.8 | 9.2 |  |  |  |  | 1
1870 | 16.2 | 9.5 |  |  |  |  | 1
1871 | 13.6 | 7 |  |  |  |  | 1
1872 | 11.1 | 4.5 |  |  |  |  | 1
1873 | 11.1 | 4.5 |  |  |  |  | 1
1874 | 10.5 | 3.9 |  |  |  |  | 1
1875 | 9.8 | 3.2 |  |  |  |  | 1
1876 | 9 | 2.4 |  |  |  |  | 1
1877 | 9.5 | 2.9 |  |  |  |  | 1
1878 | 7.6 | 2 |  |  |  |  | 1
1879 | 11.1 | 4.6 |  |  |  |  | 1
1880 | 11.3 | 4.7 |  |  |  |  | 1
1881 | 14.8 | 8.2 |  |  |  |  | 1
1882 | 14.7 | 8.1 |  |  |  |  | 1
1883 | 18.5 | 11.9 |  |  |  |  | 1
1884 | 19.8 | 13.2 |  |  |  |  | 1
1885 | 20.2 | 13.7 |  |  |  |  | 1
1886 | 19.3 | 12.8 |  |  |  |  | 1
1887 | 22.1 | 15.6 |  |  |  |  | 1
1888 | 21.6 | 15.1 |  |  |  |  | 1
1889 | 19.8 | 13.2 |  |  |  |  | 1
1890 | 22.9 | 16.3 |  |  |  |  | 1
1891 | 20.6 | 14 |  |  |  |  | 1
1892 | 17.8 | 11.3 |  |  |  |  | 1
1893 | 19.2 | 12.7 |  |  |  |  | 1
1894 | 15.2 | 8.6 |  |  |  |  | 1
1895 | 15.6 | 9.1 |  |  |  |  | 1
1896 | 12.2 | 5.6 |  |  |  |  | 1
1897 | 11 | 4.5 |  |  |  |  | 1
1898 | 11.8 | 5.2 |  |  |  |  | 1
1899 | 8 | 2 |  |  |  |  | 1
1900 | 6.4 | 2 |  |  |  |  | 1
1901 | 8.6 | 2.1 |  |  |  |  | 1
1902 | 9.9 | 3.3 |  |  |  |  | 1
1903 | 10 | 3.5 |  |  |  |  | 1
1904 | 9.6 | 3.1 |  |  |  |  | 1
1905 | 13.5 | 7 |  |  |  |  | 1
1906 | 17 | 10.5 |  |  |  |  | 1
1907 | 17 | 10.5 |  |  |  |  | 1
1908 | 18.7 | 12.2 |  |  |  |  | 1
1909 | 20.2 | 13.7 |  |  |  |  | 1
1910 | 21.6 | 15.1 |  |  |  |  | 1
1911 | 22.9 | 16.4 |  |  |  |  | 1
1912 | 20.3 | 13.8 |  |  |  |  | 1
1913 | 22.7 | 16.2 |  |  |  |  | 1
1914 | 21.3 | 14.8 |  |  |  |  | 1
1915 | 20.9 | 14.3 |  |  |  |  | 1
1916 | 19.2 | 12.6 |  |  |  |  | 1
1917 | 15.5 | 9 |  |  |  |  | 1
1918 | 14.8 | 8.3 |  |  |  |  | 1
1919 | 15.1 | 8.6 |  |  |  |  | 1
1920 | 11.7 | 5.2 |  |  |  |  | 1
1921 | 10 | 3.5 |  |  |  |  | 1
1922 | 11.4 | 4.9 |  |  |  |  | 1
1923 | 9.6 | 3.1 |  |  |  |  | 1
1924 | 6.9 | 2 |  |  |  |  | 1
1925 | 10.4 | 3.9 |  |  |  |  | 1
1926 | 7.6 | 2 |  |  |  |  | 1
1927 | 10 | 3.5 |  |  |  |  | 1
1928 | 14.1 | 7.6 |  |  |  |  | 1
1929 | 12.2 | 5.7 |  |  |  |  | 1
1930 | 13.9 | 7.4 |  |  |  |  | 1
1931 | 18.8 | 12.4 |  |  |  |  | 1
1932 | 20.2 | 13.7 |  |  |  |  | 1
1933 | 19.6 | 13.1 |  |  |  |  | 1
1934 | 22.2 | 15.8 |  |  |  |  | 1
1935 | 20.9 | 14.4 |  |  |  |  | 1
1936 | 23.1 | 16.6 |  |  |  |  | 1
1937 | 21.4 | 14.9 |  |  |  |  | 1
1938 | 21.2 | 14.7 |  |  |  |  | 1
1939 | 20.9 | 14.5 |  |  |  |  | 1
1940 | 18.8 | 12.3 |  |  |  |  | 1
1941 | 18.6 | 12.2 |  |  |  |  | 1
1942 | 17.1 | 10.7 |  |  |  |  | 1
1943 | 15.3 | 8.9 |  |  |  |  | 1
1944 | 12.1 | 5.7 |  |  |  |  | 1
1945 | 11.3 | 4.9 |  |  |  |  | 1
1946 | 9.1 | 2.7 |  |  |  |  | 1
1947 | 8.3 | 2 |  |  |  |  | 1
1948 | 7.9 | 2 |  |  |  |  | 1
1949 | 9.5 | 3.1 |  |  |  |  | 1
1950 | 10.5 | 4.1 |  |  |  |  | 1
1951 | 9.1 | 2.7 |  |  |  |  | 1
1952 | 9.9 | 3.4 |  |  |  |  | 1
1953 | 14.9 | 8.4 |  |  |  |  | 1
1954 | 15 | 8.5 |  |  |  |  | 1
1955 | 17.2 | 10.8 |  |  |  |  | 1
1956 | 19 | 12.6 |  |  |  |  | 1
1957 | 22.8 | 16.4 |  |  |  |  | 1
1958 | 22.1 | 15.7 |  |  |  |  | 1
1959 | 23.8 | 17.3 |  |  |  |  | 1
1960 | 21.4 | 14.9 |  |  |  |  | 1
1961 | 24.5 | 18.1 |  |  |  |  | 1
1962 | 20.5 | 14.1 |  |  |  |  | 1
1963 | 18.1 | 11.7 |  |  |  |  | 1
1964 | 19.9 | 13.5 |  |  |  |  | 1
1965 | 17.4 | 11 |  |  |  |  | 1
1966 | 15.9 | 9.4 |  |  |  |  | 1
1967 | 14.2 | 7.8 |  |  |  |  | 1
1968 | 10.9 | 4.4 |  |  |  |  | 1
1969 | 9.8 | 3.4 |  |  |  |  | 1
1970 | 8.9 | 2.6 |  |  |  |  | 1
1971 | 8.6 | 2.2 |  |  |  |  | 1
1972 | 9.5 | 3.1 |  |  |  |  | 1
1973 | 7.7 | 2 |  |  |  |  | 1
1974 | 9.3 | 2.9 |  |  |  |  | 1
1975 | 11.7 | 5.3 |  |  |  |  | 1
1976 | 14.2 | 7.8 |  |  |  |  | 1
1977 | 14.3 | 7.9 |  |  |  |  | 1
1978 | 15.7 | 9.3 |  |  |  |  | 1
1979 | 20 | 13.6 |  |  |  |  | 1
1980 | 17.6 | 11.2 |  |  |  |  | 1
1981 | 20.7 | 14.3 |  |  |  |  | 1
1982 | 21.5 | 15.1 |  |  |  |  | 1
1983 | 23.2 | 16.8 |  |  |  |  | 1
1984 | 24.1 | 17.7 |  |  |  |  | 1
1985 | 22.9 | 16.5 |  |  |  |  | 1
1986 | 22.3 | 15.9 |  |  |  |  | 1
1987 | 20.4 | 14 |  |  |  |  | 1
1988 | 19.9 | 13.6 |  |  |  |  | 1
1989 | 17 | 10.6 |  |  |  |  | 1
1990 | 13.1 | 6.7 |  |  |  |  | 1
1991 | 13.8 | 7.4 |  |  |  |  | 1
1992 | 13.7 | 7.3 |  |  |  |  | 1
1993 | 10.2 | 3.8 |  |  |  |  | 1
1994 | 9.2 | 2.8 |  |  |  |  | 1
1995 | 8.4 | 2.1 |  |  |  |  | 1
1996 | 7.2 | 2 |  |  |  |  | 1
1997 | 8.6 | 2.3 |  |  |  |  | 1
1998 | 11 | 4.7 |  |  |  |  | 1
1999 | 10.1 | 3.8 |  |  |  |  | 1
2000 | 11.6 | 5.2 |  |  |  |  | 1
2001 | 15 | 8.7 |  |  |  |  | 1
2002 | 14 | 7.7 |  |  |  |  | 1
2003 | 17.2 | 10.9 |  |  |  |  | 1
2004 | 19.6 | 13.3 |  |  |  |  | 1
2005 | 21.3 | 15 |  |  |  |  | 1
2006 | 20.5 | 14.1 |  |  |  |  | 1
2007 | 22.4 | 16.1 |  |  |  |  | 1
2008 | 22.6 | 16.3 |  |  |  |  | 1
2009 | 22.2 | 15.9 |  |  |  |  | 1
2010 | 24.4 | 18 |  |  |  |  | 1
2011 | 18.8 | 12.5 |  |  |  |  | 1
2012 | 18.4 | 12 |  |  |  |  | 1
2013 | 16.9 | 10.6 |  |  |  |  | 1
2014 | 16.8 | 10.5 |  |  |  |  | 1
2015 | 15.3 | 8.9 |  |  |  |  | 1
2016 | 15 | 8.6 |  |  |  |  | 1
2017 | 10.4 | 4.1 |  |  |  |  | 1
2018 | 10.4 | 4.1 |  |  |  |  | 1
2019 | 8.9 | 2.6 |  |  |  |  | 1
2020 | 10.4 | 4.1 |  |  |  |  | 1
2021 | 10.1 | 3.8 |  |  |  |  | 1
2022 | 11.6 | 5.3 |  |  |  |  | 1
2023 | 10.2 | 3.9 |  |  |  |  | 1
2024 | 13.2 | 6.9 |  |  |  |  | 1
2025 | 13.1 | 6.8 |  |  |  |  | 1
2026 | 14.8 | 8.5 |  |  |  |  | 1
2027 | 19.4 | 13.1 |  |  |  |  | 1
2028 | 21.3 | 15 |  |  |  |  | 1
2029 | 21.6 | 15.3 |  |  |  |  | 1
2030 | 22.6 | 16.3 |  |  |  |  | 1
2031 | 24 | 17.7 |  |  |  |  | 1
2032 | 23 | 16.7 |  |  |  |  | 1
2033 | 23 | 16.7 |  |  |  |  | 1
2034 | 22.1 | 15.8 |  |  |  |  | 1
2035 | 23 | 16.7 |  |  |  |  | 1
2036 | 18.8 | 12.6 |  |  |  |  | 1
2037 | 22.9 | 16.6 |  |  |  |  | 1
2038 | 16.7 | 10.4 |  |  |  |  | 1
2039 | 15.6 | 9.3 |  |  |  |  | 1
2040 | 11.7 | 5.4 |  |  |  |  | 1
2041 | 12.9 | 6.6 |  |  |  |  | 1
2042 | 9.6 | 3.3 |  |  |  |  | 1
2043 | 9.2 | 3 |  |  |  |  | 1
2044 | 8.2 | 2 |  |  |  |  | 1
2045 | 11 | 4.8 |  |  |  |  | 1
2046 | 11 | 4.7 |  |  |  |  | 1
2047 | 11.1 | 4.8 |  |  |  |  | 1
2048 | 12.7 | 6.5 |  |  |  |  | 1
2049 | 14.9 | 8.7 |  |  |  |  | 1
2050 | 15.5 | 9.3 |  |  |  |  | 1
2051 | 18.3 | 12.1 |  |  |  |  | 1
2052 | 19.9 | 13.6 |  |  |  |  | 1
2053 | 20.2 | 13.9 |  |  |  |  | 1
2054 | 23.4 | 17.1 |  |  |  |  | 1
2055 | 21.7 | 15.4 |  |  |  |  | 1
2056 | 23.6 | 17.4 |  |  |  |  | 1
2057 | 23.8 | 17.5 |  |  |  |  | 1
2058 | 22.5 | 16.2 |  |  |  |  | 1
2059 | 22.9 | 16.7 |  |  |  |  | 1
2060 | 18.6 | 12.4 |  |  |  |  | 1
2061 | 18.7 | 12.4 |  |  |  |  | 1
2062 | 18.7 | 12.4 |  |  |  |  | 1
2063 | 17.2 | 11 |  |  |  |  | 1
2064 | 14 | 7.8 |  |  |  |  | 1
2065 | 11.3 | 5 |  |  |  |  | 1
2066 | 8.1 | 2 |  |  |  |  | 1
2067 | 9.1 | 2.9 |  |  |  |  | 1
2068 | 9 | 2.8 |  |  |  |  | 1
2069 | 8.5 | 2.3 |  |  |  |  | 1
2070 | 12 | 5.8 |  |  |  |  | 1
2071 | 12.3 | 6.1 |  |  |  |  | 1
2072 | 12.3 | 6.1 |  |  |  |  | 1
2073 | 13.9 | 7.7 |  |  |  |  | 1
2074 | 16.3 | 10.1 |  |  |  |  | 1
2075 | 18.9 | 12.7 |  |  |  |  | 1
2076 | 20.8 | 14.6 |  |  |  |  | 1
2077 | 22.8 | 16.6 |  |  |  |  | 1
2078 | 21.5 | 15.3 |  |  |  |  | 1
2079 | 22.3 | 16.1 |  |  |  |  | 1
2080 | 22.5 | 16.3 |  |  |  |  | 1
2081 | 22.2 | 16 |  |  |  |  | 1
2082 | 23.6 | 17.4 |  |  |  |  | 1
2083 | 20.6 | 14.4 |  |  |  |  | 1
2084 | 19.3 | 13.1 |  |  |  |  | 1
2085 | 19.5 | 13.3 |  |  |  |  | 1
2086 | 16.5 | 10.3 |  |  |  |  | 1
2087 | 15.2 | 9 |  |  |  |  | 1
2088 | 14.6 | 8.4 |  |  |  |  | 1
2089 | 11.8 | 5.6 |  |  |  |  | 1
2090 | 10.8 | 4.6 |  |  |  |  | 1
2091 | 9.4 | 3.3 |  |  |  |  | 1
2092 | 9.3 | 3.2 |  |  |  |  | 1
2093 | 10.1 | 3.9 |  |  |  |  | 1
2094 | 10.7 | 4.6 |  |  |  |  | 1
2095 | 11.8 | 5.6 |  |  |  |  | 1
2096 | 12.8 | 6.7 |  |  |  |  | 1
2097 | 12.8 | 6.7 |  |  |  |  | 1
2098 | 15.6 | 9.4 |  |  |  |  | 1
2099 | 20.4 | 14.3 |  |  |  |  | 1
2100 | 17.3 | 11.2 |  |  |  |  | 1
2101 | 23.5 | 17.4 |  |  |  |  | 1
2102 | 22.4 | 16.2 |  |  |  |  | 1
2103 | 24.6 | 18.4 |  |  |  |  | 1
2104 | 25 | 18.8 |  |  |  |  | 1
2105 | 25 | 18.9 |  |  |  |  | 1
2106 | 24.3 | 18.1 |  |  |  |  | 1
2107 | 21 | 14.9 |  |  |  |  | 1
2108 | 21.3 | 15.1 |  |  |  |  | 1
2109 | 20 | 13.8 |  |  |  |  | 1
2110 | 16 | 9.8 |  |  |  |  | 1
2111 | 14.3 | 8.2 |  |  |  |  | 1
2112 | 14 | 7.8 |  |  |  |  | 1
2113 | 10.9 | 4.8 |  |  |  |  | 1
2114 | 12.4 | 6.3 |  |  |  |  | 1
2115 | 10 | 3.9 |  |  |  |  | 1
2116 | 9.5 | 3.4 |  |  |  |  | 1
2117 | 12.7 | 6.6 |  |  |  |  | 1
2118 | 10.2 | 4 |  |  |  |  | 1
2119 | 12.7 | 6.5 |  |  |  |  | 1
2120 | 13.3 | 7.2 |  |  |  |  | 1
2121 | 14.3 | 8.2 |  |  |  |  | 1
2122 | 16.6 | 10.5 |  |  |  |  | 1
2123 | 16.6 | 10.5 |  |  |  |  | 1
2124 | 18.1 | 12 |  |  |  |  | 1
2125 | 21.7 | 15.5 |  |  |  |  | 1
2126 | 21.3 | 15.2 |  |  |  |  | 1
2127 | 25.1 | 19 |  |  |  |  | 1
2128 | 25.8 | 19.7 |  |  |  |  | 1
2129 | 24.7 | 18.6 |  |  |  |  | 1
2130 | 24.2 | 18 |  |  |  |  | 1
2131 | 22.1 | 16 |  |  |  |  | 1
2132 | 19.2 | 13.1 |  |  |  |  | 1
2133 | 20.3 | 14.1 |  |  |  |  | 1
2134 | 14.8 | 8.7 |  |  |  |  | 1
2135 | 13.5 | 7.4 |  |  |  |  | 1
2136 | 12.7 | 6.6 |  |  |  |  | 1
2137 | 12.5 | 6.4 |  |  |  |  | 1
2138 | 11.1 | 5 |  |  |  |  | 1
2139 | 10.4 | 4.3 |  |  |  |  | 1
2140 | 9 | 2.9 |  |  |  |  | 1
2141 | 12.4 | 6.4 |  |  |  |  | 1
2142 | 11.9 | 5.9 |  |  |  |  | 1
2143 | 12.4 | 6.3 |  |  |  |  | 1
2144 | 14.3 | 8.3 |  |  |  |  | 1
2145 | 16.2 | 10.2 |  |  |  |  | 1
2146 | 17.3 | 11.2 |  |  |  |  | 1
2147 | 19.3 | 13.2 |  |  |  |  | 1
2148 | 20.7 | 14.7 |  |  |  |  | 1
2149 | 21 | 14.9 |  |  |  |  | 1
2150 | 22.1 | 16 |  |  |  |  | 1
2151 | 24.7 | 18.7 |  |  |  |  | 1
2152 | 20.6 | 14.6 |  |  |  |  | 1
2153 | 23.1 | 17 |  |  |  |  | 1
2154 | 22.1 | 16.1 |  |  |  |  | 1
2155 | 21.1 | 15.1 |  |  |  |  | 1
2156 | 21.2 | 15.1 |  |  |  |  | 1
2157 | 17.7 | 11.7 |  |  |  |  | 1
2158 | 17.2 | 11.2 |  |  |  |  | 1
2159 | 15 | 8.9 |  |  |  |  | 1
2160 | 15.6 | 9.6 |  |  |  |  | 1
2161 | 13.4 | 7.3 |  |  |  |  | 1
2162 | 8.9 | 2.8 |  |  |  |  | 1
2163 | 9.5 | 3.5 |  |  |  |  | 1
2164 | 9.9 | 3.8 |  |  |  |  | 1
2165 | 10.8 | 4.8 |  |  |  |  | 1
2166 | 10.5 | 4.5 |  |  |  |  | 1
2167 | 13.8 | 7.8 |  |  |  |  | 1
2168 | 13.6 | 7.6 |  |  |  |  | 1
2169 | 15.2 | 9.1 |  |  |  |  | 1
2170 | 19.2 | 13.2 |  |  |  |  | 1
2171 | 18.4 | 12.4 |  |  |  |  | 1
2172 | 22.3 | 16.3 |  |  |  |  | 1
2173 | 20.9 | 14.9 |  |  |  |  | 1
2174 | 24.3 | 18.3 |  |  |  |  | 1
2175 | 24.2 | 18.2 |  |  |  |  | 1
2176 | 24.9 | 18.9 |  |  |  |  | 1
2177 | 25 | 19 |  |  |  |  | 1
2178 | 21.6 | 15.6 |  |  |  |  | 1
2179 | 23.2 | 17.2 |  |  |  |  | 1
2180 | 21 | 15 |  |  |  |  | 1
2181 | 18.8 | 12.8 |  |  |  |  | 1
2182 | 16.5 | 10.5 |  |  |  |  | 1
2183 | 14.5 | 8.5 |  |  |  |  | 1
2184 | 14 | 8 |  |  |  |  | 1
2185 | 14.5 | 8.6 |  |  |  |  | 1
2186 | 10.1 | 4.2 |  |  |  |  | 1
2187 | 10.2 | 4.2 |  |  |  |  | 1
2188 | 10.4 | 4.4 |  |  |  |  | 1
2189 | 10.6 | 4.7 |  |  |  |  | 1
2190 | 11.6 | 5.6 |  |  |  |  | 1
2191 | 12.6 | 6.6 |  |  |  |  | 1
2192 | 12.5 | 6.6 |  |  |  |  | 1
2193 | 16.1 | 10.2 |  |  |  |  | 1
2194 | 16.2 | 10.2 |  |  |  |  | 1
2195 | 19.9 | 13.9 |  |  |  |  | 1
2196 | 21.4 | 15.5 |  |  |  |  | 1
2197 | 20 | 14.1 |  |  |  |  | 1
2198 | 24.3 | 18.3 |  |  |  |  | 1
2199 | 24.9 | 19 |  |  |  |  | 1
2200 | 25 | 19 |  |  |  |  | 1
2201 | 24 | 18 |  |  |  |  | 1
2202 | 24.3 | 18.3 |  |  |  |  | 1
2203 | 22.4 | 16.5 |  |  |  |  | 1
2204 | 20.4 | 14.4 |  |  |  |  | 1
2205 | 21.2 | 15.3 |  |  |  |  | 1
2206 | 18.2 | 12.2 |  |  |  |  | 1
2207 | 18.5 | 12.5 |  |  |  |  | 1
2208 | 14.5 | 8.5 |  |  |  |  | 1
2209 | 13.9 | 8 |  |  |  |  | 1
2210 | 10.7 | 4.8 |  |  |  |  | 1
2211 | 10 | 4.1 |  |  |  |  | 1
2212 | 9.2 | 3.3 |  |  |  |  | 1
2213 | 9.7 | 3.8 |  |  |  |  | 1
2214 | 11.6 | 5.7 |  |  |  |  | 1
2215 | 12.7 | 6.8 |  |  |  |  | 1
2216 | 12.8 | 6.9 |  |  |  |  | 1
2217 | 16.4 | 10.5 |  |  |  |  | 1
2218 | 18.1 | 12.2 |  |  |  |  | 1
2219 | 18.7 | 12.8 |  |  |  |  | 1
2220 | 21.4 | 15.4 |  |  |  |  | 1
2221 | 23 | 17.1 |  |  |  |  | 1
2222 | 22.3 | 16.4 |  |  |  |  | 1
2223 | 22.6 | 16.7 |  |  |  |  | 1
2224 | 22.1 | 16.1 |  |  |  |  | 1
2225 | 24.1 | 18.2 |  |  |  |  | 1
2226 | 22.4 | 16.5 |  |  |  |  | 1
2227 | 22.2 | 16.3 |  |  |  |  | 1
2228 | 19.4 | 13.5 |  |  |  |  | 1
2229 | 18.4 | 12.5 |  |  |  |  | 1
2230 | 17.4 | 11.5 |  |  |  |  | 1
2231 | 15.4 | 9.5 |  |  |  |  | 1
2232 | 11.3 | 5.4 |  |  |  |  | 1
2233 | 10.6 | 4.8 |  |  |  |  | 1
2234 | 10.5 | 4.6 |  |  |  |  | 1
2235 | 9.7 | 3.8 |  |  |  |  | 1
2236 | 10.7 | 4.9 |  |  |  |  | 1
2237 | 11.9 | 6 |  |  |  |  | 1
2238 | 11.5 | 5.6 |  |  |  |  | 1
2239 | 12.1 | 6.3 |  |  |  |  | 1
2240 | 16.4 | 10.6 |  |  |  |  | 1
2241 | 16.5 | 10.6 |  |  |  |  | 1
2242 | 15.5 | 9.6 |  |  |  |  | 1
2243 | 20.1 | 14.2 |  |  |  |  | 1
2244 | 20.8 | 15 |  |  |  |  | 1
2245 | 21 | 15.2 |  |  |  |  | 1
2246 | 24.3 | 18.4 |  |  |  |  | 1
2247 | 22.5 | 16.7 |  |  |  |  | 1
2248 | 23.4 | 17.5 |  |  |  |  | 1
2249 | 25.1 | 19.3 |  |  |  |  | 1
2250 | 24 | 18.2 |  |  |  |  | 1
2251 | 22.7 | 16.8 |  |  |  |  | 1
2252 | 22.9 | 17 |  |  |  |  | 1
2253 | 18.9 | 13 |  |  |  |  | 1
2254 | 18 | 12.1 |  |  |  |  | 1
2255 | 15.2 | 9.3 |  |  |  |  | 1
2256 | 15.8 | 9.9 |  |  |  |  | 1
2257 | 13.2 | 7.4 |  |  |  |  | 1
2258 | 13.1 | 7.3 |  |  |  |  | 1
2259 | 10.6 | 4.8 |  |  |  |  | 1
2260 | 9.6 | 3.8 |  |  |  |  | 1
2261 | 10.6 | 4.8 |  |  |  |  | 1
2262 | 8.5 | 2.6 |  |  |  |  | 1
2263 | 13.5 | 7.7 |  |  |  |  | 1
2264 | 12.8 | 7 |  |  |  |  | 1
2265 | 16.3 | 10.5 |  |  |  |  | 1
2266 | 14.4 | 8.6 |  |  |  |  | 1
2267 | 19.7 | 13.9 |  |  |  |  | 1
2268 | 21.4 | 15.6 |  |  |  |  | 1
2269 | 24.9 | 19.1 |  |  |  |  | 1
2270 | 22.7 | 16.9 |  |  |  |  | 1
2271 | 23.8 | 18 |  |  |  |  | 1
2272 | 24.9 | 19 |  |  |  |  | 1
2273 | 25 | 19.2 |  |  |  |  | 1
2274 | 23.4 | 17.6 |  |  |  |  | 1
2275 | 21.4 | 15.6 |  |  |  |  | 1
2276 | 22.6 | 16.8 |  |  |  |  | 1
2277 | 21 | 15.2 |  |  |  |  | 1
2278 | 17.2 | 11.4 |  |  |  |  | 1
2279 | 15.2 | 9.4 |  |  |  |  | 1
2280 | 15.1 | 9.3 |  |  |  |  | 1
2281 | 14.5 | 8.8 |  |  |  |  | 1
2282 | 11.3 | 5.5 |  |  |  |  | 1
2283 | 11.5 | 5.7 |  |  |  |  | 1
2284 | 13.3 | 7.5 |  |  |  |  | 1
2285 | 11.4 | 5.7 |  |  |  |  | 1
2286 | 12.3 | 6.5 |  |  |  |  | 1
2287 | 13 | 7.2 |  |  |  |  | 1
2288 | 14.1 | 8.3 |  |  |  |  | 1
2289 | 17.6 | 11.9 |  |  |  |  | 1
2290 | 18.4 | 12.7 |  |  |  |  | 1
2291 | 19.2 | 13.4 |  |  |  |  | 1
2292 | 20.2 | 14.4 |  |  |  |  | 1
2293 | 24.7 | 18.9 |  |  |  |  | 1
2294 | 24.3 | 18.5 |  |  |  |  | 1
2295 | 25.3 | 19.6 |  |  |  |  | 1
2296 | 25.1 | 19.3 |  |  |  |  | 1
2297 | 23.7 | 17.9 |  |  |  |  | 1
2298 | 24.7 | 19 |  |  |  |  | 1
2299 | 23.1 | 17.3 |  |  |  |  | 1
2300 | 21.8 | 16 |  |  |  |  | 1
2301 | 21.5 | 15.7 |  |  |  |  | 1
2302 | 18 | 12.2 |  |  |  |  | 1
2303 | 16.5 | 10.7 |  |  |  |  | 1
2304 | 14.2 | 8.4 |  |  |  |  | 1
2305 | 14 | 8.3 |  |  |  |  | 1
2306 | 13.1 | 7.4 |  |  |  |  | 1
2307 | 11.1 | 5.4 |  |  |  |  | 1
2308 | 12.9 | 7.2 |  |  |  |  | 1
2309 | 12 | 6.3 |  |  |  |  | 1
2310 | 13 | 7.3 |  |  |  |  | 1
2311 | 13.3 | 7.5 |  |  |  |  | 1
2312 | 13.6 | 7.9 |  |  |  |  | 1
2313 | 14.9 | 9.2 |  |  |  |  | 1
2314 | 19 | 13.2 |  |  |  |  | 1
2315 | 20.2 | 14.5 |  |  |  |  | 1
2316 | 22.9 | 17.2 |  |  |  |  | 1
2317 | 23.1 | 17.4 |  |  |  |  | 1
2318 | 24.4 | 18.6 |  |  |  |  | 1
2319 | 25.9 | 20.2 |  |  |  |  | 1
2320 | 24.7 | 19 |  |  |  |  | 1
2321 | 25.4 | 19.7 |  |  |  |  | 1
2322 | 26.7 | 21 |  |  |  |  | 1
2323 | 21.9 | 16.2 |  |  |  |  | 1
2324 | 20.9 | 15.2 |  |  |  |  | 1
2325 | 21.2 | 15.5 |  |  |  |  | 1
2326 | 19.4 | 13.7 |  |  |  |  | 1
2327 | 17.2 | 11.5 |  |  |  |  | 1
2328 | 13.8 | 8.1 |  |  |  |  | 1
2329 | 13.6 | 8 |  |  |  |  | 1
2330 | 12.2 | 6.5 |  |  |  |  | 1
2331 | 11.6 | 5.9 |  |  |  |  | 1
2332 | 11.8 | 6.1 |  |  |  |  | 1
2333 | 12 | 6.3 |  |  |  |  | 1
2334 | 14 | 8.3 |  |  |  |  | 1
2335 | 12.5 | 6.9 |  |  |  |  | 1
2336 | 14.7 | 9.1 |  |  |  |  | 1
2337 | 17.4 | 11.8 |  |  |  |  | 1
2338 | 16.9 | 11.2 |  |  |  |  | 1
2339 | 19.6 | 13.9 |  |  |  |  | 1
2340 | 22.5 | 16.9 |  |  |  |  | 1
2341 | 21.7 | 16.1 |  |  |  |  | 1
2342 | 23.8 | 18.1 |  |  |  |  | 1
2343 | 25.5 | 19.8 |  |  |  |  | 1
2344 | 26 | 20.3 |  |  |  |  | 1
2345 | 24.9 | 19.2 |  |  |  |  | 1
2346 | 24.7 | 19.1 |  |  |  |  | 1
2347 | 21.3 | 15.6 |  |  |  |  | 1
2348 | 21.5 | 15.9 |  |  |  |  | 1
2349 | 20.6 | 15 |  |  |  |  | 1
2350 | 20.8 | 15.1 |  |  |  |  | 1
2351 | 17.2 | 11.6 |  |  |  |  | 1
2352 | 14.2 | 8.5 |  |  |  |  | 1
2353 | 13.5 | 7.9 |  |  |  |  | 1
2354 | 9.9 | 4.3 |  |  |  |  | 1
2355 | 10.9 | 5.3 |  |  |  |  | 1
2356 | 13.4 | 7.8 |  |  |  |  | 1
2357 | 10.9 | 5.3 |  |  |  |  | 1
2358 | 14 | 8.4 |  |  |  |  | 1
2359 | 15.5 | 9.9 |  |  |  |  | 1
2360 | 15 | 9.4 |  |  |  |  | 1
2361 | 18.2 | 12.6 |  |  |  |  | 1
2362 | 18.5 | 12.9 |  |  |  |  | 1
2363 | 20.3 | 14.6 |  |  |  |  | 1
2364 | 20.7 | 15.1 |  |  |  |  | 1
2365 | 22.7 | 17.1 |  |  |  |  | 1
2366 | 23.7 | 18.1 |  |  |  |  | 1
2367 | 25 | 19.4 |  |  |  |  | 1
2368 | 23.4 | 17.8 |  |  |  |  | 1
2369 | 25.2 | 19.6 |  |  |  |  | 1
2370 | 24.8 | 19.2 |  |  |  |  | 1
2371 | 23.5 | 17.9 |  |  |  |  | 1
2372 | 22 | 16.4 |  |  |  |  | 1
2373 | 19.6 | 14 |  |  |  |  | 1
2374 | 17.9 | 12.3 |  |  |  |  | 1
2375 | 16.3 | 10.7 |  |  |  |  | 1
2376 | 17.3 | 11.7 |  |  |  |  | 1
2377 | 12.7 | 7.1 |  |  |  |  | 1
2378 | 11.6 | 6.1 |  |  |  |  | 1
2379 | 12.6 | 7.1 |  |  |  |  | 1
2380 | 10.8 | 5.2 |  |  |  |  | 1
2381 | 11.6 | 6 |  |  |  |  | 1
2382 | 12.4 | 6.8 |  |  |  |  | 1
2383 | 15 | 9.5 |  |  |  |  | 1
2384 | 17.6 | 12 |  |  |  |  | 1
2385 | 17.7 | 12.1 |  |  |  |  | 1
2386 | 18.5 | 13 |  |  |  |  | 1
2387 | 19.7 | 14.2 |  |  |  |  | 1
2388 | 22.2 | 16.7 |  |  |  |  | 1
2389 | 20.6 | 15 |  |  |  |  | 1
2390 | 24.8 | 19.3 |  |  |  |  | 1
2391 | 26.5 | 20.9 |  |  |  |  | 1
2392 | 24 | 18.4 |  |  |  |  | 1
2393 | 23.1 | 17.5 |  |  |  |  | 1
2394 | 25.3 | 19.7 |  |  |  |  | 1
2395 | 23.9 | 18.3 |  |  |  |  | 1
2396 | 23.3 | 17.7 |  |  |  |  | 1
2397 | 21.2 | 15.7 |  |  |  |  | 1
2398 | 20 | 14.5 |  |  |  |  | 1
2399 | 15.2 | 9.6 |  |  |  |  | 1
2400 | 12.9 | 7.3 |  |  |  |  | 1
2401 | 15.4 | 9.9 |  |  |  |  | 1
2402 | 13.7 | 8.2 |  |  |  |  | 1
2403 | 11.1 | 5.6 |  |  |  |  | 1
2404 | 13.4 | 7.9 |  |  |  |  | 1
2405 | 12.5 | 6.9 |  |  |  |  | 1
2406 | 12.2 | 6.7 |  |  |  |  | 1
2407 | 10.5 | 5 |  |  |  |  | 1
2408 | 16.2 | 10.7 |  |  |  |  | 1
2409 | 15.5 | 10 |  |  |  |  | 1
2410 | 18.5 | 13 |  |  |  |  | 1
2411 | 19.1 | 13.6 |  |  |  |  | 1
2412 | 23 | 17.5 |  |  |  |  | 1
2413 | 25.1 | 19.6 |  |  |  |  | 1
2414 | 25.5 | 20 |  |  |  |  | 1
2415 | 26.8 | 21.3 |  |  |  |  | 1
2416 | 24.9 | 19.3 |  |  |  |  | 1
2417 | 25.2 | 19.7 |  |  |  |  | 1
2418 | 24.6 | 19.1 |  |  |  |  | 1
2419 | 23.4 | 17.9 |  |  |  |  | 1
2420 | 21.2 | 15.7 |  |  |  |  | 1
2421 | 20.1 | 14.6 |  |  |  |  | 1
2422 | 18.8 | 13.3 |  |  |  |  | 1
2423 | 17 | 11.5 |  |  |  |  | 1
2424 | 16.2 | 10.6 |  |  |  |  | 1
2425 | 12 | 6.6 |  |  |  |  | 1
2426 | 15.3 | 9.8 |  |  |  |  | 1
2427 | 11.1 | 5.7 |  |  |  |  | 1
2428 | 12.7 | 7.2 |  |  |  |  | 1
2429 | 11.4 | 5.9 |  |  |  |  | 1
2430 | 11.3 | 5.9 |  |  |  |  | 1
2431 | 14.6 | 9.1 |  |  |  |  | 1
2432 | 14 | 8.5 |  |  |  |  | 1
2433 | 18.6 | 13.2 |  |  |  |  | 1
2434 | 18.2 | 12.7 |  |  |  |  | 1
2435 | 19.8 | 14.3 |  |  |  |  | 1
2436 | 22.1 | 16.6 |  |  |  |  | 1
2437 | 26.1 | 20.7 |  |  |  |  | 1
2438 | 23.2 | 17.7 |  |  |  |  | 1
2439 | 24.9 | 19.4 |  |  |  |  | 1
2440 | 25.2 | 19.7 |  |  |  |  | 1
2441 | 24.8 | 19.3 |  |  |  |  | 1
2442 | 25.2 | 19.7 |  |  |  |  | 1
2443 | 23.6 | 18.1 |  |  |  |  | 1
2444 | 23.3 | 17.9 |  |  |  |  | 1
2445 | 21.7 | 16.3 |  |  |  |  | 1
2446 | 20.5 | 15 |  |  |  |  | 1
2447 | 17.9 | 12.5 |  |  |  |  | 1
2448 | 15 | 9.5 |  |  |  |  | 1
2449 | 14 | 8.6 |  |  |  |  | 1
2450 | 13.8 | 8.4 |  |  |  |  | 1
2451 | 11.6 | 6.2 |  |  |  |  | 1
2452 | 12.5 | 7.1 |  |  |  |  | 1
2453 | 14.5 | 9.1 |  |  |  |  | 1
2454 | 14 | 8.6 |  |  |  |  | 1
2455 | 15.2 | 9.8 |  |  |  |  | 1
2456 | 16.4 | 11 |  |  |  |  | 1
2457 | 18.3 | 12.9 |  |  |  |  | 1
2458 | 19 | 13.6 |  |  |  |  | 1
2459 | 22.3 | 16.9 |  |  |  |  | 1
2460 | 21.3 | 15.9 |  |  |  |  | 1
2461 | 23.7 | 18.3 |  |  |  |  | 1
2462 | 27.3 | 21.9 |  |  |  |  | 1
2463 | 25.6 | 20.2 |  |  |  |  | 1
2464 | 27.2 | 21.8 |  |  |  |  | 1
2465 | 25.7 | 20.2 |  |  |  |  | 1
2466 | 25.5 | 20.1 |  |  |  |  | 1
2467 | 25.3 | 19.9 |  |  |  |  | 1
2468 | 22.8 | 17.4 |  |  |  |  | 1
2469 | 19.8 | 14.4 |  |  |  |  | 1
2470 | 21.5 | 16.1 |  |  |  |  | 1
2471 | 17.2 | 11.8 |  |  |  |  | 1
2472 | 14.3 | 8.8 |  |  |  |  | 1
2473 | 12.4 | 7.1 |  |  |  |  | 1
2474 | 15.2 | 9.8 |  |  |  |  | 1
2475 | 12.6 | 7.3 |  |  |  |  | 1
2476 | 13.5 | 8.1 |  |  |  |  | 1
2477 | 11.4 | 6.1 |  |  |  |  | 1
2478 | 12 | 6.7 |  |  |  |  | 1
2479 | 15.2 | 9.9 |  |  |  |  | 1
2480 | 17.9 | 12.5 |  |  |  |  | 1
2481 | 16 | 10.7 |  |  |  |  | 1
2482 | 18 | 12.7 |  |  |  |  | 1
2483 | 20.2 | 14.9 |  |  |  |  | 1
2484 | 23.9 | 18.6 |  |  |  |  | 1
2485 | 25.6 | 20.3 |  |  |  |  | 1
2486 | 24.9 | 19.5 |  |  |  |  | 1
2487 | 28.2 | 22.8 |  |  |  |  | 1
2488 | 26.8 | 21.5 |  |  |  |  | 1
2489 | 25.8 | 20.5 |  |  |  |  | 1
2490 | 26.6 | 21.2 |  |  |  |  | 1
2491 | 23.2 | 17.9 |  |  |  |  | 1
2492 | 21.5 | 16.1 |  |  |  |  | 1
2493 | 22.6 | 17.2 |  |  |  |  | 1
2494 | 17.1 | 11.8 |  |  |  |  | 1
2495 | 18.5 | 13.1 |  |  |  |  | 1
2496 | 15.9 | 10.5 |  |  |  |  | 1
2497 | 12.2 | 6.9 |  |  |  |  | 1
2498 | 16.6 | 11.3 |  |  |  |  | 1
2499 | 9.6 | 4.3 |  |  |  |  | 1
2500 | 12.1 | 6.8 |  |  |  |  | 1
2501 | 11.7 | 6.4 |  |  |  |  | 1
2502 | 10.9 | 5.6 |  |  |  |  | 1
2503 | 14.8 | 9.5 |  |  |  |  | 1
2504 | 16 | 10.7 |  |  |  |  | 1
2505 | 15 | 9.6 |  |  |  |  | 1
2506 | 19.2 | 13.9 |  |  |  |  | 1
2507 | 22.1 | 16.7 |  |  |  |  | 1
2508 | 21.7 | 16.4 |  |  |  |  | 1
2509 | 22.7 | 17.4 |  |  |  |  | 1
2510 | 24.5 | 19.2 |  |  |  |  | 1
2511 | 27.6 | 22.3 |  |  |  |  | 1
2512 | 27.5 | 22.2 |  |  |  |  | 1
2513 | 26.7 | 21.4 |  |  |  |  | 1
2514 | 24.8 | 19.5 |  |  |  |  | 1
2515 | 24.2 | 18.9 |  |  |  |  | 1
2516 | 24.1 | 18.8 |  |  |  |  | 1
2517 | 20.1 | 14.8 |  |  |  |  | 1
2518 | 19.3 | 13.9 |  |  |  |  | 1
2519 | 17.3 | 12 |  |  |  |  | 1
2520 | 14.4 | 9.1 |  |  |  |  | 1
2521 | 13.8 | 8.5 |  |  |  |  | 1
2522 | 12.1 | 6.8 |  |  |  |  | 1
2523 | 12.2 | 6.9 |  |  |  |  | 1
2524 | 12.4 | 7.2 |  |  |  |  | 1
2525 | 13 | 7.8 |  |  |  |  | 1
2526 | 14 | 8.7 |  |  |  |  | 1
2527 | 14.6 | 9.4 |  |  |  |  | 1
2528 | 15.8 | 10.5 |  |  |  |  | 1
2529 | 17 | 11.8 |  |  |  |  | 1
2530 | 17.2 | 12 |  |  |  |  | 1
2531 | 22.2 | 17 |  |  |  |  | 1
2532 | 25.6 | 20.4 |  |  |  |  | 1
2533 | 24.9 | 19.7 |  |  |  |  | 1
2534 | 23.7 | 18.4 |  |  |  |  | 1
2535 | 24.2 | 18.9 |  |  |  |  | 1
2536 | 28.6 | 23.3 |  |  |  |  | 1
2537 | 28.2 | 23 |  |  |  |  | 1
2538 | 25.1 | 19.9 |  |  |  |  | 1
2539 | 25.2 | 19.9 |  |  |  |  | 1
2540 | 22.6 | 17.4 |  |  |  |  | 1
2541 | 22.4 | 17.1 |  |  |  |  | 1
2542 | 20.7 | 15.4 |  |  |  |  | 1
2543 | 17 | 11.7 |  |  |  |  | 1
2544 | 14.8 | 9.5 |  |  |  |  | 1
2545 | 15.3 | 10.1 |  |  |  |  | 1
2546 | 13.5 | 8.3 |  |  |  |  | 1
2547 | 15 | 9.8 |  |  |  |  | 1
2548 | 13.2 | 8 |  |  |  |  | 1
2549 | 12.3 | 7.1 |  |  |  |  | 1
2550 | 13.9 | 8.7 |  |  |  |  | 1
2551 | 13.3 | 8.1 |  |  |  |  | 1
2552 | 17.2 | 12 |  |  |  |  | 1
2553 | 17.1 | 11.9 |  |  |  |  | 1
2554 | 20.7 | 15.5 |  |  |  |  | 1
2555 | 23 | 17.8 |  |  |  |  | 1
2556 | 26.3 | 21.1 |  |  |  |  | 1
2557 | 23.3 | 18.1 |  |  |  |  | 1
2558 | 26.4 | 21.2 |  |  |  |  | 1
2559 | 27.5 | 22.3 |  |  |  |  | 1
2560 | 25.1 | 19.9 |  |  |  |  | 1
2561 | 25.6 | 20.4 |  |  |  |  | 1
2562 | 25.9 | 20.7 |  |  |  |  | 1
2563 | 25.5 | 20.3 |  |  |  |  | 1
2564 | 25 | 19.8 |  |  |  |  | 1
2565 | 22.2 | 17 |  |  |  |  | 1
2566 | 19 | 13.8 |  |  |  |  | 1
2567 | 19.3 | 14.1 |  |  |  |  | 1
2568 | 15.7 | 10.5 |  |  |  |  | 1
2569 | 14.7 | 9.6 |  |  |  |  | 1
2570 | 14 | 8.9 |  |  |  |  | 1
2571 | 13.6 | 8.5 |  |  |  |  | 1
2572 | 12.7 | 7.5 |  |  |  |  | 1
2573 | 14.6 | 9.5 |  |  |  |  | 1
2574 | 14 | 8.8 |  |  |  |  | 1
2575 | 15.4 | 10.2 |  |  |  |  | 1
2576 | 18.5 | 13.4 |  |  |  |  | 1
2577 | 18.4 | 13.2 |  |  |  |  | 1
2578 | 19.6 | 14.4 |  |  |  |  | 1
2579 | 22.1 | 16.9 |  |  |  |  | 1
2580 | 21.9 | 16.8 |  |  |  |  | 1
2581 | 26.4 | 21.3 |  |  |  |  | 1
2582 | 26.2 | 21 |  |  |  |  | 1
2583 | 27.6 | 22.4 |  |  |  |  | 1
2584 | 28.4 | 23.2 |  |  |  |  | 1
2585 | 25 | 19.9 |  |  |  |  | 1
2586 | 25.8 | 20.6 |  |  |  |  | 1
2587 | 22.6 | 17.4 |  |  |  |  | 1
2588 | 23.4 | 18.2 |  |  |  |  | 1
2589 | 20.6 | 15.4 |  |  |  |  | 1
2590 | 19.6 | 14.4 |  |  |  |  | 1
2591 | 19.2 | 14.1 |  |  |  |  | 1
2592 | 16.7 | 11.6 |  |  |  |  | 1
2593 | 16.1 | 11 |  |  |  |  | 1
2594 | 14.2 | 9 |  |  |  |  | 1
2595 | 12.7 | 7.6 |  |  |  |  | 1
2596 | 12 | 6.9 |  |  |  |  | 1
2597 | 13.6 | 8.5 |  |  |  |  | 1
2598 | 16.3 | 11.2 |  |  |  |  | 1
2599 | 14.4 | 9.3 |  |  |  |  | 1
2600 | 17.3 | 12.2 |  |  |  |  | 1
2601 | 18.4 | 13.3 |  |  |  |  | 1
2602 | 19.2 | 14.1 |  |  |  |  | 1
2603 | 19.6 | 14.5 |  |  |  |  | 1
2604 | 21.1 | 15.9 |  |  |  |  | 1
2605 | 24.5 | 19.4 |  |  |  |  | 1
2606 | 25.3 | 20.2 |  |  |  |  | 1
2607 | 26.9 | 21.8 |  |  |  |  | 1
2608 | 26.5 | 21.4 |  |  |  |  | 1
2609 | 26.6 | 21.5 |  |  |  |  | 1
2610 | 25.6 | 20.5 |  |  |  |  | 1
2611 | 24.9 | 19.8 |  |  |  |  | 1
2612 | 25.2 | 20 |  |  |  |  | 1
2613 | 19.8 | 14.7 |  |  |  |  | 1
2614 | 18.5 | 13.4 |  |  |  |  | 1
2615 | 19.3 | 14.2 |  |  |  |  | 1
2616 | 16.8 | 11.7 |  |  |  |  | 1
2617 | 15.3 | 10.2 |  |  |  |  | 1
2618 | 14.3 | 9.2 |  |  |  |  | 1
2619 | 12.7 | 7.6 |  |  |  |  | 1
2620 | 10.9 | 5.9 |  |  |  |  | 1
2621 | 13.8 | 8.8 |  |  |  |  | 1
2622 | 13.5 | 8.5 |  |  |  |  | 1
2623 | 14.3 | 9.2 |  |  |  |  | 1
2624 | 17.1 | 12.1 |  |  |  |  | 1
2625 | 18.9 | 13.9 |  |  |  |  | 1
2626 | 21.1 | 16.1 |  |  |  |  | 1
2627 | 19.4 | 14.3 |  |  |  |  | 1
2628 | 24.7 | 19.7 |  |  |  |  | 1
2629 | 26.7 | 21.6 |  |  |  |  | 1
2630 | 25.8 | 20.7 |  |  |  |  | 1
2631 | 27.6 | 22.5 |  |  |  |  | 1
2632 | 29.8 | 24.7 |  |  |  |  | 1
2633 | 27 | 22 |  |  |  |  | 1
2634 | 25.7 | 20.7 |  |  |  |  | 1
2635 | 23.8 | 18.7 |  |  |  |  | 1
2636 | 22.7 | 17.7 |  |  |  |  | 1
2637 | 20.4 | 15.3 |  |  |  |  | 1
2638 | 20.9 | 15.9 |  |  |  |  | 1
2639 | 18 | 12.9 |  |  |  |  | 1
2640 | 15.4 | 10.3 |  |  |  |  | 1
2641 | 17.8 | 12.8 |  |  |  |  | 1
2642 | 14.3 | 9.3 |  |  |  |  | 1
2643 | 15 | 10 |  |  |  |  | 1
2644 | 11.4 | 6.4 |  |  |  |  | 1
2645 | 12.9 | 7.9 |  |  |  |  | 1
2646 | 13 | 8 |  |  |  |  | 1
2647 | 16 | 11 |  |  |  |  | 1
2648 | 16.4 | 11.4 |  |  |  |  | 1
2649 | 19 | 14 |  |  |  |  | 1
2650 | 22 | 17 |  |  |  |  | 1
2651 | 21.7 | 16.7 |  |  |  |  | 1
2652 | 24.8 | 19.8 |  |  |  |  | 1
2653 | 25.6 | 20.6 |  |  |  |  | 1
2654 | 25.9 | 20.9 |  |  |  |  | 1
2655 | 27.7 | 22.7 |  |  |  |  | 1
2656 | 25.6 | 20.6 |  |  |  |  | 1
2657 | 26.5 | 21.5 |  |  |  |  | 1
2658 | 28.1 | 23.1 |  |  |  |  | 1
2659 | 24.3 | 19.3 |  |  |  |  | 1
2660 | 25.3 | 20.3 |  |  |  |  | 1
2661 | 23 | 18 |  |  |  |  | 1
2662 | 19.8 | 14.8 |  |  |  |  | 1
2663 | 19.4 | 14.4 |  |  |  |  | 1
2664 | 15.9 | 10.9 |  |  |  |  | 1
2665 | 15 | 10.1 |  |  |  |  | 1
2666 | 15.3 | 10.3 |  |  |  |  | 1
2667 | 14.1 | 9.2 |  |  |  |  | 1
2668 | 11.6 | 6.6 |  |  |  |  | 1
2669 | 12.5 | 7.5 |  |  |  |  | 1
2670 | 14.3 | 9.3 |  |  |  |  | 1
2671 | 17.2 | 12.3 |  |  |  |  | 1
2672 | 16 | 11 |  |  |  |  | 1
2673 | 18.9 | 14 |  |  |  |  | 1
2674 | 20.7 | 15.7 |  |  |  |  | 1
2675 | 22.8 | 17.8 |  |  |  |  | 1
2676 | 26.3 | 21.3 |  |  |  |  | 1
2677 | 25.4 | 20.4 |  |  |  |  | 1
2678 | 27.2 | 22.2 |  |  |  |  | 1
2679 | 27.5 | 22.5 |  |  |  |  | 1
2680 | 28.2 | 23.2 |  |  |  |  | 1
2681 | 28.2 | 23.2 |  |  |  |  | 1
2682 | 29.7 | 24.7 |  |  |  |  | 1
2683 | 27.9 | 23 |  |  |  |  | 1
2684 | 25 | 20.1 |  |  |  |  | 1
2685 | 22.6 | 17.6 |  |  |  |  | 1
2686 | 21.5 | 16.5 |  |  |  |  | 1
2687 | 19.1 | 14.2 |  |  |  |  | 1
2688 | 17.9 | 12.9 |  |  |  |  | 1
2689 | 16.2 | 11.3 |  |  |  |  | 1
2690 | 15.1 | 10.2 |  |  |  |  | 1
2691 | 14.6 | 9.7 |  |  |  |  | 1
2692 | 15 | 10.1 |  |  |  |  | 1
2693 | 14.1 | 9.2 |  |  |  |  | 1
2694 | 15.5 | 10.6 |  |  |  |  | 1
2695 | 17.4 | 12.5 |  |  |  |  | 1
2696 | 17.1 | 12.2 |  |  |  |  | 1
2697 | 18.3 | 13.4 |  |  |  |  | 1
2698 | 23 | 18.1 |  |  |  |  | 1
2699 | 22.6 | 17.7 |  |  |  |  | 1
2700 | 23.2 | 18.3 |  |  |  |  | 1
2701 | 25.6 | 20.7 |  |  |  |  | 1
2702 | 26.1 | 21.2 |  |  |  |  | 1
2703 | 27.7 | 22.8 |  |  |  |  | 1
2704 | 27.7 | 22.8 |  |  |  |  | 1
2705 | 28.4 | 23.6 |  |  |  |  | 1
2706 | 26.4 | 21.5 |  |  |  |  | 1
2707 | 27 | 22.1 |  |  |  |  | 1
2708 | 25.2 | 20.3 |  |  |  |  | 1
2709 | 22.9 | 18 |  |  |  |  | 1
2710 | 20.6 | 15.7 |  |  |  |  | 1
2711 | 21.5 | 16.7 |  |  |  |  | 1
2712 | 16.2 | 11.3 |  |  |  |  | 1
2713 | 15.5 | 10.6 |  |  |  |  | 1
2714 | 14.9 | 10 |  |  |  |  | 1
2715 | 14.7 | 9.9 |  |  |  |  | 1
2716 | 11.6 | 6.8 |  |  |  |  | 1
2717 | 14.2 | 9.3 |  |  |  |  | 1
2718 | 14.5 | 9.7 |  |  |  |  | 1
2719 | 14.8 | 9.9 |  |  |  |  | 1
2720 | 19.6 | 14.7 |  |  |  |  | 1
2721 | 17.9 | 13.1 |  |  |  |  | 1
2722 | 18.9 | 14.1 |  |  |  |  | 1
2723 | 20.8 | 15.9 |  |  |  |  | 1
2724 | 24.4 | 19.6 |  |  |  |  | 1
2725 | 27.1 | 22.3 |  |  |  |  | 1
2726 | 27.4 | 22.5 |  |  |  |  | 1
2727 | 28.7 | 23.9 |  |  |  |  | 1
2728 | 28.2 | 23.4 |  |  |  |  | 1
2729 | 26.1 | 21.2 |  |  |  |  | 1
2730 | 28 | 23.2 |  |  |  |  | 1
2731 | 27.7 | 22.9 |  |  |  |  | 1
2732 | 24.1 | 19.3 |  |  |  |  | 1
2733 | 22.4 | 17.5 |  |  |  |  | 1
2734 | 20.7 | 15.8 |  |  |  |  | 1
2735 | 17.2 | 12.4 |  |  |  |  | 1
2736 | 15.1 | 10.2 |  |  |  |  | 1
2737 | 17.8 | 13 |  |  |  |  | 1
2738 | 15.7 | 10.9 |  |  |  |  | 1
2739 | 13.8 | 9 |  |  |  |  | 1
2740 | 14.3 | 9.5 |  |  |  |  | 1
2741 | 15.8 | 11 |  |  |  |  | 1
2742 | 15.9 | 11.1 |  |  |  |  | 1
2743 | 16.2 | 11.4 |  |  |  |  | 1
2744 | 17.8 | 13 |  |  |  |  | 1
2745 | 19.2 | 14.4 |  |  |  |  | 1
2746 | 21.6 | 16.8 |  |  |  |  | 1
2747 | 21.7 | 16.9 |  |  |  |  | 1
2748 | 23.4 | 18.6 |  |  |  |  | 1
2749 | 26.1 | 21.3 |  |  |  |  | 1
2750 | 27.4 | 22.6 |  |  |  |  | 1
2751 | 26.6 | 21.8 |  |  |  |  | 1
2752 | 26.5 | 21.7 |  |  |  |  | 1
2753 | 29.3 | 24.5 |  |  |  |  | 1
2754 | 27.7 | 22.9 |  |  |  |  | 1
2755 | 28.3 | 23.5 |  |  |  |  | 1
2756 | 22.4 | 17.6 |  |  |  |  | 1
2757 | 22.8 | 18 |  |  |  |  | 1
2758 | 21.5 | 16.7 |  |  |  |  | 1
2759 | 19.1 | 14.3 |  |  |  |  | 1
2760 | 17.9 | 13.1 |  |  |  |  | 1
2761 | 15.6 | 10.8 |  |  |  |  | 1
2762 | 17.3 | 12.5 |  |  |  |  | 1
2763 | 15.6 | 10.8 |  |  |  |  | 1
2764 | 15.7 | 11 |  |  |  |  | 1
2765 | 14.9 | 10.2 |  |  |  |  | 1
2766 | 13.7 | 8.9 |  |  |  |  | 1
2767 | 15.9 | 11.1 |  |  |  |  | 1
2768 | 18.7 | 13.9 |  |  |  |  | 1
2769 | 21.1 | 16.4 |  |  |  |  | 1
2770 | 19.2 | 14.4 |  |  |  |  | 1
2771 | 23.3 | 18.6 |  |  |  |  | 1
2772 | 23.8 | 19 |  |  |  |  | 1
2773 | 25.6 | 20.8 |  |  |  |  | 1
2774 | 27 | 22.2 |  |  |  |  | 1
2775 | 27.9 | 23.2 |  |  |  |  | 1
2776 | 27.7 | 23 |  |  |  |  | 1
2777 | 27.1 | 22.4 |  |  |  |  | 1
2778 | 25.9 | 21.2 |  |  |  |  | 1
2779 | 26.2 | 21.5 |  |  |  |  | 1
2780 | 23.6 | 18.9 |  |  |  |  | 1
2781 | 25.9 | 21.2 |  |  |  |  | 1
2782 | 24.4 | 19.7 |  |  |  |  | 1
2783 | 20.4 | 15.6 |  |  |  |  | 1
2784 | 17.4 | 12.6 |  |  |  |  | 1
2785 | 15.3 | 10.6 |  |  |  |  | 1
2786 | 15.1 | 10.4 |  |  |  |  | 1
2787 | 14.9 | 10.2 |  |  |  |  | 1
2788 | 17.1 | 12.4 |  |  |  |  | 1
2789 | 13.9 | 9.2 |  |  |  |  | 1
2790 | 17.6 | 12.9 |  |  |  |  | 1
2791 | 16 | 11.3 |  |  |  |  | 1
2792 | 17.3 | 12.6 |  |  |  |  | 1
2793 | 19 | 14.3 |  |  |  |  | 1
2794 | 20.6 | 15.9 |  |  |  |  | 1
2795 | 23.7 | 19 |  |  |  |  | 1
2796 | 24.7 | 20 |  |  |  |  | 1
2797 | 26.1 | 21.4 |  |  |  |  | 1
2798 | 26.2 | 21.5 |  |  |  |  | 1
2799 | 29 | 24.3 |  |  |  |  | 1
2800 | 26.2 | 21.5 |  |  |  |  | 1
2801 | 28.6 | 23.9 |  |  |  |  | 1
2802 | 29.2 | 24.5 |  |  |  |  | 1
2803 | 27.8 | 23.1 |  |  |  |  | 1
2804 | 24.6 | 19.9 |  |  |  |  | 1
2805 | 21.4 | 16.7 |  |  |  |  | 1
2806 | 21.4 | 16.7 |  |  |  |  | 1
2807 | 19.9 | 15.2 |  |  |  |  | 1
2808 | 17.4 | 12.7 |  |  |  |  | 1
2809 | 16.9 | 12.3 |  |  |  |  | 1
2810 | 16.6 | 11.9 |  |  |  |  | 1
2811 | 15.7 | 11 |  |  |  |  | 1
2812 | 15.3 | 10.7 |  |  |  |  | 1
2813 | 13.9 | 9.2 |  |  |  |  | 1
2814 | 17.1 | 12.4 |  |  |  |  | 1
2815 | 16.7 | 12.1 |  |  |  |  | 1
2816 | 18 | 13.3 |  |  |  |  | 1
2817 | 19.4 | 14.7 |  |  |  |  | 1
2818 | 21.9 | 17.3 |  |  |  |  | 1
2819 | 24.9 | 20.3 |  |  |  |  | 1
2820 | 27.7 | 23.1 |  |  |  |  | 1
2821 | 27.8 | 23.2 |  |  |  |  | 1
2822 | 29.7 | 25.1 |  |  |  |  | 1
2823 | 29.4 | 24.7 |  |  |  |  | 1
2824 | 27.7 | 23.1 |  |  |  |  | 1
2825 | 27.1 | 22.4 |  |  |  |  | 1
2826 | 26.5 | 21.9 |  |  |  |  | 1
2827 | 27.3 | 22.6 |  |  |  |  | 1
2828 | 24.5 | 19.9 |  |  |  |  | 1
2829 | 22.7 | 18.1 |  |  |  |  | 1
2830 | 21.6 | 17 |  |  |  |  | 1
2831 | 18.2 | 13.6 |  |  |  |  | 1
2832 | 17.2 | 12.5 |  |  |  |  | 1
2833 | 17.1 | 12.5 |  |  |  |  | 1
2834 | 16.5 | 11.9 |  |  |  |  | 1
2835 | 17.2 | 12.6 |  |  |  |  | 1
2836 | 15.4 | 10.8 |  |  |  |  | 1
2837 | 13.5 | 8.9 |  |  |  |  | 1
2838 | 16.2 | 11.6 |  |  |  |  | 1
2839 | 17.8 | 13.2 |  |  |  |  | 1
2840 | 18.4 | 13.8 |  |  |  |  | 1
2841 | 22.3 | 17.7 |  |  |  |  | 1
2842 | 23.7 | 19.2 |  |  |  |  | 1
2843 | 21.8 | 17.2 |  |  |  |  | 1
2844 | 25.5 | 20.9 |  |  |  |  | 1
2845 | 27.5 | 22.9 |  |  |  |  | 1
2846 | 27.9 | 23.3 |  |  |  |  | 1
2847 | 30.4 | 25.8 |  |  |  |  | 1
2848 | 27.5 | 22.9 |  |  |  |  | 1
2849 | 29 | 24.4 |  |  |  |  | 1
2850 | 28.8 | 24.2 |  |  |  |  | 1
2851 | 28.4 | 23.8 |  |  |  |  | 1
2852 | 25.1 | 20.5 |  |  |  |  | 1
2853 | 23.4 | 18.9 |  |  |  |  | 1
2854 | 20.7 | 16.1 |  |  |  |  | 1
2855 | 21.2 | 16.6 |  |  |  |  | 1
2856 | 16.2 | 11.6 |  |  |  |  | 1
2857 | 15.3 | 10.8 |  |  |  |  | 1
2858 | 14.3 | 9.8 |  |  |  |  | 1
2859 | 16.3 | 11.8 |  |  |  |  | 1
2860 | 14.9 | 10.4 |  |  |  |  | 1
2861 | 15.1 | 10.5 |  |  |  |  | 1
2862 | 15 | 10.5 |  |  |  |  | 1
2863 | 18.4 | 13.8 |  |  |  |  | 1
2864 | 19.1 | 14.6 |  |  |  |  | 1
2865 | 21.2 | 16.7 |  |  |  |  | 1
2866 | 21 | 16.5 |  |  |  |  | 1
2867 | 27.3 | 22.8 |  |  |  |  | 1
2868 | 23.6 | 19.1 |  |  |  |  | 1
2869 | 27.8 | 23.2 |  |  |  |  | 1
2870 | 26.3 | 21.8 |  |  |  |  | 1
2871 | 29.1 | 24.6 |  |  |  |  | 1
2872 | 29.8 | 25.3 |  |  |  |  | 1
2873 | 30.7 | 26.2 |  |  |  |  | 1
2874 | 27.2 | 22.6 |  |  |  |  | 1
2875 | 26.3 | 21.8 |  |  |  |  | 1
2876 | 25.5 | 21 |  |  |  |  | 1
2877 | 23.8 | 19.2 |  |  |  |  | 1
2878 | 21.4 | 16.8 |  |  |  |  | 1
2879 | 20.7 | 16.2 |  |  |  |  | 1
2880 | 18.6 | 14 |  |  |  |  | 1
2881 | 16.2 | 11.7 |  |  |  |  | 1
2882 | 15.2 | 10.7 |  |  |  |  | 1
2883 | 16.5 | 12 |  |  |  |  | 1
2884 | 15.2 | 10.7 |  |  |  |  | 1
2885 | 16 | 11.5 |  |  |  |  | 1
2886 | 16.3 | 11.8 |  |  |  |  | 1
2887 | 15.6 | 11.1 |  |  |  |  | 1
2888 | 19.1 | 14.6 |  |  |  |  | 1
2889 | 20.1 | 15.7 |  |  |  |  | 1
2890 | 22.5 | 18 |  |  |  |  | 1
2891 | 24.2 | 19.7 |  |  |  |  | 1
2892 | 25 | 20.5 |  |  |  |  | 1
2893 | 27.5 | 23 |  |  |  |  | 1
2894 | 29.8 | 25.4 |  |  |  |  | 1
2895 | 29.8 | 25.3 |  |  |  |  | 1
2896 | 28.7 | 24.3 |  |  |  |  | 1
2897 | 28.8 | 24.3 |  |  |  |  | 1
2898 | 27 | 22.6 |  |  |  |  | 1
2899 | 26.7 | 22.2 |  |  |  |  | 1
2900 | 23.1 | 18.6 |  |  |  |  | 1
2901 | 24.7 | 20.2 |  |  |  |  | 1
2902 | 22.2 | 17.7 |  |  |  |  | 1
2903 | 18 | 13.6 |  |  |  |  | 1
2904 | 20.5 | 16 |  |  |  |  | 1
2905 | 18.4 | 14 |  |  |  |  | 1
2906 | 16.1 | 11.6 |  |  |  |  | 1
2907 | 14.9 | 10.5 |  |  |  |  | 1
2908 | 15.1 | 10.7 |  |  |  |  | 1
2909 | 14.2 | 9.8 |  |  |  |  | 1
2910 | 16.3 | 11.8 |  |  |  |  | 1
2911 | 17.4 | 13 |  |  |  |  | 1
2912 | 17.8 | 13.4 |  |  |  |  | 1
2913 | 19.6 | 15.1 |  |  |  |  | 1
2914 | 22 | 17.5 |  |  |  |  | 1
2915 | 26.2 | 21.8 |  |  |  |  | 1
2916 | 26.7 | 22.3 |  |  |  |  | 1
2917 | 24.4 | 19.9 |  |  |  |  | 1
2918 | 29.6 | 25.1 |  |  |  |  | 1
2919 | 29.4 | 25 |  |  |  |  | 1
2920 | 28.2 | 23.8 |  |  |  |  | 1
2921 | 28.2 | 23.8 |  |  |  |  | 1
2922 | 26.6 | 22.2 |  |  |  |  | 1
2923 | 25.6 | 21.1 |  |  |  |  | 1
2924 | 26.5 | 22.1 |  |  |  |  | 1
2925 | 26 | 21.5 |  |  |  |  | 1
2926 | 22.7 | 18.3 |  |  |  |  | 1
2927 | 21.9 | 17.5 |  |  |  |  | 1
2928 | 19.3 | 14.8 |  |  |  |  | 1
2929 | 17.3 | 12.9 |  |  |  |  | 1
2930 | 17.4 | 13 |  |  |  |  | 1
2931 | 15.9 | 11.5 |  |  |  |  | 1
2932 | 17.2 | 12.8 |  |  |  |  | 1
2933 | 16 | 11.6 |  |  |  |  | 1
2934 | 16.5 | 12.1 |  |  |  |  | 1
2935 | 16.7 | 12.3 |  |  |  |  | 1
2936 | 18.3 | 13.9 |  |  |  |  | 1
2937 | 21.5 | 17.1 |  |  |  |  | 1
2938 | 20.3 | 15.9 |  |  |  |  | 1
2939 | 24.9 | 20.5 |  |  |  |  | 1
2940 | 25.8 | 21.4 |  |  |  |  | 1
2941 | 26.3 | 21.9 |  |  |  |  | 1
2942 | 28.2 | 23.8 |  |  |  |  | 1
2943 | 30.3 | 25.9 |  |  |  |  | 1
2944 | 29.8 | 25.4 |  |  |  |  | 1
2945 | 29.6 | 25.3 |  |  |  |  | 1
2946 | 30.3 | 25.9 |  |  |  |  | 1
2947 | 28 | 23.7 |  |  |  |  | 1
2948 | 24.9 | 20.5 |  |  |  |  | 1
2949 | 24.1 | 19.7 |  |  |  |  | 1
2950 | 22.4 | 18.1 |  |  |  |  | 1
2951 | 22.5 | 18.1 |  |  |  |  | 1
2952 | 20.7 | 16.3 |  |  |  |  | 1
2953 | 18 | 13.7 |  |  |  |  | 1
2954 | 16.2 | 11.9 |  |  |  |  | 1
2955 | 16.4 | 12.1 |  |  |  |  | 1
2956 | 17.5 | 13.2 |  |  |  |  | 1
2957 | 13.8 | 9.5 |  |  |  |  | 1
2958 | 16 | 11.7 |  |  |  |  | 1
2959 | 18.5 | 14.2 |  |  |  |  | 1
2960 | 18.9 | 14.6 |  |  |  |  | 1
2961 | 21.1 | 16.8 |  |  |  |  | 1
2962 | 23.1 | 18.8 |  |  |  |  | 1
2963 | 25.2 | 20.9 |  |  |  |  | 1
2964 | 24.7 | 20.3 |  |  |  |  | 1
2965 | 27.5 | 23.1 |  |  |  |  | 1
2966 | 29.8 | 25.5 |  |  |  |  | 1
2967 | 30 | 25.7 |  |  |  |  | 1
2968 | 28.8 | 24.4 |  |  |  |  | 1
2969 | 30.7 | 26.4 |  |  |  |  | 1
2970 | 29 | 24.7 |  |  |  |  | 1
2971 | 28.4 | 24 |  |  |  |  | 1
2972 | 26.1 | 21.8 |  |  |  |  | 1
2973 | 21.8 | 17.5 |  |  |  |  | 1
2974 | 22.2 | 17.9 |  |  |  |  | 1
2975 | 22.2 | 17.8 |  |  |  |  | 1
2976 | 19.7 | 15.4 |  |  |  |  | 1
2977 | 16.7 | 12.4 |  |  |  |  | 1
2978 | 18.5 | 14.2 |  |  |  |  | 1
2979 | 15.6 | 11.3 |  |  |  |  | 1
2980 | 15.2 | 10.9 |  |  |  |  | 1
2981 | 16.2 | 11.9 |  |  |  |  | 1
2982 | 18 | 13.7 |  |  |  |  | 1
2983 | 17.8 | 13.5 |  |  |  |  | 1
2984 | 17.4 | 13.2 |  |  |  |  | 1
2985 | 20.2 | 15.9 |  |  |  |  | 1
2986 | 24 | 19.7 |  |  |  |  | 1
2987 | 25.3 | 21 |  |  |  |  | 1
2988 | 26.3 | 22 |  |  |  |  | 1
2989 | 28 | 23.7 |  |  |  |  | 1
2990 | 27.5 | 23.2 |  |  |  |  | 1
2991 | 30.8 | 26.5 |  |  |  |  | 1
2992 | 32.3 | 27 |  |  |  |  | 1
2993 | 28.1 | 23.8 |  |  |  |  | 1
2994 | 31 | 26.7 |  |  |  |  | 1
2995 | 30.2 | 25.9 |  |  |  |  | 1
2996 | 25.8 | 21.5 |  |  |  |  | 1
2997 | 26.4 | 22.1 |  |  |  |  | 1
2998 | 24 | 19.8 |  |  |  |  | 1
2999 | 19.7 | 15.4 |  |  |  |  | 1
3000 | 18.6 | 14.4 |  |  |  |  | 1
3001 | 17.1 | 12.9 |  |  |  |  | 1
3002 | 19.2 | 15 |  |  |  |  | 1
3003 | 15.4 | 11.2 |  |  |  |  | 1
3004 | 15.5 | 11.3 |  |  |  |  | 1
3005 | 16.4 | 12.1 |  |  |  |  | 1
3006 | 17.9 | 13.7 |  |  |  |  | 1
3007 | 18.8 | 14.6 |  |  |  |  | 1
3008 | 19.8 | 15.6 |  |  |  |  | 1
3009 | 19.6 | 15.3 |  |  |  |  | 1
3010 | 22.8 | 18.6 |  |  |  |  | 1
3011 | 24.6 | 20.3 |  |  |  |  | 1
3012 | 27.1 | 22.9 |  |  |  |  | 1
3013 | 25.7 | 21.4 |  |  |  |  | 1
3014 | 25.5 | 21.3 |  |  |  |  | 1
3015 | 29.4 | 25.1 |  |  |  |  | 1
3016 | 30.4 | 26.2 |  |  |  |  | 1
3017 | 29.3 | 25.1 |  |  |  |  | 1
3018 | 29.5 | 25.3 |  |  |  |  | 1
3019 | 28.1 | 23.8 |  |  |  |  | 1
3020 | 27.3 | 23 |  |  |  |  | 1
3021 | 25 | 20.8 |  |  |  |  | 1
3022 | 24.1 | 19.9 |  |  |  |  | 1
3023 | 21.3 | 17.1 |  |  |  |  | 1
3024 | 18.1 | 13.9 |  |  |  |  | 1
3025 | 19.4 | 15.3 |  |  |  |  | 1
3026 | 17.7 | 13.5 |  |  |  |  | 1
3027 | 15.9 | 11.7 |  |  |  |  | 1
3028 | 15.4 | 11.2 |  |  |  |  | 1
3029 | 17.1 | 12.9 |  |  |  |  | 1
3030 | 17.1 | 12.9 |  |  |  |  | 1
3031 | 16.6 | 12.4 |  |  |  |  | 1
3032 | 21.4 | 17.3 |  |  |  |  | 1
3033 | 20 | 15.8 |  |  |  |  | 1
3034 | 22.7 | 18.5 |  |  |  |  | 1
3035 | 24.8 | 20.6 |  |  |  |  | 1
3036 | 26.2 | 22 |  |  |  |  | 1
3037 | 26.9 | 22.7 |  |  |  |  | 1
3038 | 28 | 23.8 |  |  |  |  | 1
3039 | 30.7 | 26.5 |  |  |  |  | 1
3040 | 28.8 | 24.6 |  |  |  |  | 1
3041 | 28.9 | 24.7 |  |  |  |  | 1
3042 | 29.7 | 25.5 |  |  |  |  | 1
3043 | 26.1 | 21.9 |  |  |  |  | 1
3044 | 29.6 | 25.4 |  |  |  |  | 1
3045 | 29.2 | 25 |  |  |  |  | 1
3046 | 22.7 | 18.6 |  |  |  |  | 1
3047 | 21.9 | 17.7 |  |  |  |  | 1
3048 | 19.8 | 15.6 |  |  |  |  | 1
3049 | 16.9 | 12.8 |  |  |  |  | 1
3050 | 15.6 | 11.5 |  |  |  |  | 1
3051 | 15.4 | 11.2 |  |  |  |  | 1
3052 | 16.5 | 12.4 |  |  |  |  | 1
3053 | 16.6 | 12.5 |  |  |  |  | 1
3054 | 16.7 | 12.6 |  |  |  |  | 1
3055 | 17.9 | 13.7 |  |  |  |  | 1
3056 | 23.1 | 19 |  |  |  |  | 1
3057 | 20.5 | 16.4 |  |  |  |  | 1
3058 | 24.7 | 20.6 |  |  |  |  | 1
3059 | 24.3 | 20.2 |  |  |  |  | 1
3060 | 25.2 | 21.1 |  |  |  |  | 1
3061 | 29.3 | 25.2 |  |  |  |  | 1
3062 | 30.2 | 26.1 |  |  |  |  | 1
3063 | 29.4 | 25.3 |  |  |  |  | 1
3064 | 30 | 25.8 |  |  |  |  | 1
3065 | 30.8 | 26.7 |  |  |  |  | 1
3066 | 28.1 | 24 |  |  |  |  | 1
3067 | 27.4 | 23.3 |  |  |  |  | 1
3068 | 28.3 | 24.2 |  |  |  |  | 1
3069 | 25.2 | 21 |  |  |  |  | 1
3070 | 23.2 | 19.1 |  |  |  |  | 1
3071 | 20.9 | 16.8 |  |  |  |  | 1
3072 | 21.2 | 17.1 |  |  |  |  | 1
3073 | 18.6 | 14.5 |  |  |  |  | 1
3074 | 18.5 | 14.4 |  |  |  |  | 1
3075 | 16.1 | 12 |  |  |  |  | 1
3076 | 16.8 | 12.7 |  |  |  |  | 1
3077 | 17.5 | 13.4 |  |  |  |  | 1
3078 | 17.4 | 13.3 |  |  |  |  | 1
3079 | 18.9 | 14.8 |  |  |  |  | 1
3080 | 21.8 | 17.7 |  |  |  |  | 1
3081 | 22 | 17.9 |  |  |  |  | 1
3082 | 22.2 | 18.1 |  |  |  |  | 1
3083 | 26.4 | 22.3 |  |  |  |  | 1
3084 | 27.2 | 23.1 |  |  |  |  | 1
3085 | 29.3 | 25.2 |  |  |  |  | 1
3086 | 30.3 | 26.3 |  |  |  |  | 1
3087 | 28.7 | 24.6 |  |  |  |  | 1
3088 | 30 | 25.9 |  |  |  |  | 1
3089 | 31.5 | 27 |  |  |  |  | 1
3090 | 33.5 | 27 |  |  |  |  | 1
3091 | 28.3 | 24.3 |  |  |  |  | 1
3092 | 28.1 | 24 |  |  |  |  | 1
3093 | 24.8 | 20.7 |  |  |  |  | 1
3094 | 24.6 | 20.5 |  |  |  |  | 1
3095 | 24.1 | 20 |  |  |  |  | 1
3096 | 20.1 | 16 |  |  |  |  | 1
3097 | 19.2 | 15.1 |  |  |  |  | 1
3098 | 15.2 | 11.2 |  |  |  |  | 1
3099 | 16.3 | 12.3 |  |  |  |  | 1
3100 | 17.6 | 13.6 |  |  |  |  | 1
3101 | 16.5 | 12.5 |  |  |  |  | 1
3102 | 15.6 | 11.6 |  |  |  |  | 1
3103 | 18.6 | 14.6 |  |  |  |  | 1
3104 | 21.9 | 17.9 |  |  |  |  | 1
3105 | 23.7 | 19.6 |  |  |  |  | 1
3106 | 23.6 | 19.5 |  |  |  |  | 1
3107 | 27.5 | 23.5 |  |  |  |  | 1
3108 | 28 | 24 |  |  |  |  | 1
3109 | 28.7 | 24.7 |  |  |  |  | 1
3110 | 30.5 | 26.5 |  |  |  |  | 1
3111 | 30.8 | 26.8 |  |  |  |  | 1
3112 | 30.6 | 26.6 |  |  |  |  | 1
3113 | 28.4 | 24.4 |  |  |  |  | 1
3114 | 29 | 25 |  |  |  |  | 1
3115 | 30.2 | 26.1 |  |  |  |  | 1
3116 | 29.5 | 25.4 |  |  |  |  | 1
3117 | 26.9 | 22.8 |  |  |  |  | 1
3118 | 26.3 | 22.3 |  |  |  |  | 1
3119 | 22.8 | 18.8 |  |  |  |  | 1
3120 | 22.2 | 18.2 |  |  |  |  | 1
3121 | 19.4 | 15.4 |  |  |  |  | 1
3122 | 17.5 | 13.5 |  |  |  |  | 1
3123 | 17.3 | 13.3 |  |  |  |  | 1
3124 | 16.9 | 12.9 |  |  |  |  | 1
3125 | 16.5 | 12.5 |  |  |  |  | 1
3126 | 18.7 | 14.7 |  |  |  |  | 1
3127 | 19 | 15 |  |  |  |  | 1
3128 | 20 | 16 |  |  |  |  | 1
3129 | 24.1 | 20.1 |  |  |  |  | 1
3130 | 24.6 | 20.6 |  |  |  |  | 1
3131 | 25.9 | 21.9 |  |  |  |  | 1
3132 | 27.5 | 23.5 |  |  |  |  | 1
3133 | 29 | 25 |  |  |  |  | 1
3134 | 30.1 | 26.2 |  |  |  |  | 1
3135 | 31.1 | 27 |  |  |  |  | 1
3136 | 31.1 | 27 |  |  |  |  | 1
3137 | 32 | 27 |  |  |  |  | 1
3138 | 30.6 | 26.6 |  |  |  |  | 1
3139 | 30.4 | 26.4 |  |  |  |  | 1
3140 | 27.5 | 23.5 |  |  |  |  | 1
3141 | 27.4 | 23.4 |  |  |  |  | 1
3142 | 24.2 | 20.2 |  |  |  |  | 1
3143 | 23.5 | 19.5 |  |  |  |  | 1
3144 | 19.8 | 15.8 |  |  |  |  | 1
3145 | 19.5 | 15.6 |  |  |  |  | 1
3146 | 18.1 | 14.2 |  |  |  |  | 1
3147 | 17.8 | 13.9 |  |  |  |  | 1
3148 | 17 | 13.1 |  |  |  |  | 1
3149 | 16.2 | 12.2 |  |  |  |  | 1
3150 | 15.5 | 11.5 |  |  |  |  | 1
3151 | 18.7 | 14.7 |  |  |  |  | 1
3152 | 19.3 | 15.4 |  |  |  |  | 1
3153 | 22 | 18.1 |  |  |  |  | 1
3154 | 22.3 | 18.3 |  |  |  |  | 1
3155 | 25.5 | 21.6 |  |  |  |  | 1
3156 | 29.4 | 25.5 |  |  |  |  | 1
3157 | 27.4 | 23.5 |  |  |  |  | 1
3158 | 28.9 | 25 |  |  |  |  | 1
3159 | 31.3 | 27 |  |  |  |  | 1
3160 | 29.6 | 25.6 |  |  |  |  | 1
3161 | 31.2 | 27 |  |  |  |  | 1
3162 | 29.3 | 25.3 |  |  |  |  | 1
3163 | 30.9 | 26.9 |  |  |  |  | 1
3164 | 28 | 24.1 |  |  |  |  | 1
3165 | 26.9 | 22.9 |  |  |  |  | 1
3166 | 26 | 22.1 |  |  |  |  | 1
3167 | 22.2 | 18.3 |  |  |  |  | 1
3168 | 22 | 18 |  |  |  |  | 1
3169 | 20.4 | 16.5 |  |  |  |  | 1
3170 | 18.3 | 14.4 |  |  |  |  | 1
3171 | 16.6 | 12.7 |  |  |  |  | 1
3172 | 17.7 | 13.8 |  |  |  |  | 1
3173 | 17 | 13.1 |  |  |  |  | 1
3174 | 16.6 | 12.7 |  |  |  |  | 1
3175 | 21.1 | 17.2 |  |  |  |  | 1
3176 | 19.8 | 16 |  |  |  |  | 1
3177 | 23.3 | 19.4 |  |  |  |  | 1
3178 | 24.8 | 20.9 |  |  |  |  | 1
3179 | 25.3 | 21.4 |  |  |  |  | 1
3180 | 26.5 | 22.6 |  |  |  |  | 1
3181 | 29.7 | 25.8 |  |  |  |  | 1
3182 | 29.1 | 25.2 |  |  |  |  | 1
3183 | 30.4 | 26.5 |  |  |  |  | 1
3184 | 28.7 | 24.8 |  |  |  |  | 1
3185 | 31.2 | 27 |  |  |  |  | 1
3186 | 29.7 | 25.8 |  |  |  |  | 1
3187 | 28.5 | 24.6 |  |  |  |  | 1
3188 | 28.2 | 24.3 |  |  |  |  | 1
3189 | 26.2 | 22.3 |  |  |  |  | 1
3190 | 23.4 | 19.5 |  |  |  |  | 1
3191 | 22.8 | 18.9 |  |  |  |  | 1
3192 | 19.6 | 15.8 |  |  |  |  | 1
3193 | 20.2 | 16.4 |  |  |  |  | 1
3194 | 16.9 | 13 |  |  |  |  | 1
3195 | 17.4 | 13.6 |  |  |  |  | 1
3196 | 15.3 | 11.4 |  |  |  |  | 1
3197 | 17.2 | 13.3 |  |  |  |  | 1
3198 | 17.2 | 13.4 |  |  |  |  | 1
3199 | 19.7 | 15.8 |  |  |  |  | 1
3200 | 21.9 | 18.1 |  |  |  |  | 1
3201 | 22.5 | 18.7 |  |  |  |  | 1
3202 | 23.3 | 19.5 |  |  |  |  | 1
3203 | 25.2 | 21.4 |  |  |  |  | 1
3204 | 25.5 | 21.7 |  |  |  |  | 1
3205 | 29.6 | 25.7 |  |  |  |  | 1
3206 | 30.5 | 26.6 |  |  |  |  | 1
3207 | 30.9 | 27 |  |  |  |  | 1
3208 | 31.1 | 27 |  |  |  |  | 1
3209 | 31.2 | 27 |  |  |  |  | 1
3210 | 31.3 | 27 |  |  |  |  | 1
3211 | 27.5 | 23.7 |  |  |  |  | 1
3212 | 26 | 22.2 |  |  |  |  | 1
3213 | 26.8 | 23 |  |  |  |  | 1
3214 | 25.9 | 22.1 |  |  |  |  | 1
3215 | 22.9 | 19.1 |  |  |  |  | 1
3216 | 21.7 | 17.9 |  |  |  |  | 1
3217 | 19.6 | 15.8 |  |  |  |  | 1
3218 | 19.1 | 15.4 |  |  |  |  | 1
3219 | 19 | 15.2 |  |  |  |  | 1
3220 | 15.2 | 11.4 |  |  |  |  | 1
3221 | 17.4 | 13.6 |  |  |  |  | 1
3222 | 18.3 | 14.5 |  |  |  |  | 1
3223 | 19.1 | 15.3 |  |  |  |  | 1
3224 | 20 | 16.2 |  |  |  |  | 1
3225 | 21.1 | 17.3 |  |  |  |  | 1
3226 | 23.7 | 19.9 |  |  |  |  | 1
3227 | 25.7 | 21.9 |  |  |  |  | 1
3228 | 27.7 | 23.9 |  |  |  |  | 1
3229 | 31.9 | 27 |  |  |  |  | 1
3230 | 29.4 | 25.6 |  |  |  |  | 1
3231 | 31.6 | 27 |  |  |  |  | 1
3232 | 27.6 | 23.8 |  |  |  |  | 1
3233 | 32 | 27 |  |  |  |  | 1
3234 | 29.3 | 25.5 |  |  |  |  | 1
3235 | 27.8 | 24 |  |  |  |  | 1
3236 | 27.2 | 23.4 |  |  |  |  | 1
3237 | 28.3 | 24.5 |  |  |  |  | 1
3238 | 24.5 | 20.7 |  |  |  |  | 1
3239 | 22.5 | 18.7 |  |  |  |  | 1
3240 | 18.8 | 15 |  |  |  |  | 1
3241 | 20.2 | 16.5 |  |  |  |  | 1
3242 | 18.9 | 15.2 |  |  |  |  | 1
3243 | 17.1 | 13.3 |  |  |  |  | 1
3244 | 18.3 | 14.5 |  |  |  |  | 1
3245 | 17.2 | 13.5 |  |  |  |  | 1
3246 | 17.7 | 13.9 |  |  |  |  | 1
3247 | 18.3 | 14.6 |  |  |  |  | 1
3248 | 21.6 | 17.8 |  |  |  |  | 1
3249 | 22.6 | 18.8 |  |  |  |  | 1
3250 | 25.4 | 21.7 |  |  |  |  | 1
3251 | 26.6 | 22.8 |  |  |  |  | 1
3252 | 28.3 | 24.5 |  |  |  |  | 1
3253 | 29.2 | 25.5 |  |  |  |  | 1
3254 | 30.6 | 26.9 |  |  |  |  | 1
3255 | 32.3 | 27 |  |  |  |  | 1
3256 | 31.7 | 27 |  |  |  |  | 1
3257 | 30.9 | 27 |  |  |  |  | 1
3258 | 29.2 | 25.5 |  |  |  |  | 1
3259 | 31.7 | 27 |  |  |  |  | 1
3260 | 30.5 | 26.7 |  |  |  |  | 1
3261 | 23.9 | 20.1 |  |  |  |  | 1
3262 | 22.7 | 19 |  |  |  |  | 1
3263 | 21.5 | 17.8 |  |  |  |  | 1
3264 | 19.4 | 15.6 |  |  |  |  | 1
3265 | 19.2 | 15.5 |  |  |  |  | 1
3266 | 18.9 | 15.2 |  |  |  |  | 1
3267 | 18.8 | 15.1 |  |  |  |  | 1
3268 | 19.2 | 15.5 |  |  |  |  | 1
3269 | 18.3 | 14.6 |  |  |  |  | 1
3270 | 19.6 | 15.9 |  |  |  |  | 1
3271 | 18.8 | 15.1 |  |  |  |  | 1
3272 | 20 | 16.3 |  |  |  |  | 1
3273 | 26.2 | 22.5 |  |  |  |  | 1
3274 | 24.9 | 21.2 |  |  |  |  | 1
3275 | 27.9 | 24.2 |  |  |  |  | 1
3276 | 29.6 | 25.9 |  |  |  |  | 1
3277 | 28.1 | 24.4 |  |  |  |  | 1
3278 | 31.4 | 27 |  |  |  |  | 1
3279 | 30.4 | 26.7 |  |  |  |  | 1
3280 | 29.6 | 25.9 |  |  |  |  | 1
3281 | 30.5 | 26.8 |  |  |  |  | 1
3282 | 30.2 | 26.5 |  |  |  |  | 1
3283 | 30.1 | 26.4 |  |  |  |  | 1
3284 | 25.7 | 22 |  |  |  |  | 1
3285 | 26.8 | 23.1 |  |  |  |  | 1
3286 | 24.6 | 20.9 |  |  |  |  | 1
3287 | 24.3 | 20.6 |  |  |  |  | 1
3288 | 21.3 | 17.6 |  |  |  |  | 1
3289 | 20.2 | 16.6 |  |  |  |  | 1
3290 | 18.5 | 14.9 |  |  |  |  | 1
3291 | 18.6 | 14.9 |  |  |  |  | 1
3292 | 18 | 14.3 |  |  |  |  | 1
3293 | 18.6 | 14.9 |  |  |  |  | 1
3294 | 19.4 | 15.8 |  |  |  |  | 1
3295 | 18.7 | 15 |  |  |  |  | 1
3296 | 20.2 | 16.5 |  |  |  |  | 1
3297 | 23.3 | 19.6 |  |  |  |  | 1
3298 | 24.7 | 21 |  |  |  |  | 1
3299 | 26.7 | 23.1 |  |  |  |  | 1
3300 | 26.7 | 23.1 |  |  |  |  | 1
3301 | 32 | 27 |  |  |  |  | 1
3302 | 32.2 | 27 |  |  |  |  | 1
3303 | 29.6 | 25.9 |  |  |  |  | 1
3304 | 30.8 | 27 |  |  |  |  | 1
3305 | 30.3 | 26.7 |  |  |  |  | 1
3306 | 30 | 26.3 |  |  |  |  | 1
3307 | 30.5 | 26.8 |  |  |  |  | 1
3308 | 29.9 | 26.3 |  |  |  |  | 1
3309 | 27 | 23.4 |  |  |  |  | 1
3310 | 24 | 20.4 |  |  |  |  | 1
3311 | 23.5 | 19.8 |  |  |  |  | 1
3312 | 21.4 | 17.8 |  |  |  |  | 1
3313 | 20.6 | 17 |  |  |  |  | 1
3314 | 20.2 | 16.6 |  |  |  |  | 1
3315 | 17.5 | 13.9 |  |  |  |  | 1
3316 | 17.8 | 14.2 |  |  |  |  | 1
3317 | 18 | 14.4 |  |  |  |  | 1
3318 | 18.8 | 15.2 |  |  |  |  | 1
3319 | 20.7 | 17.1 |  |  |  |  | 1
3320 | 22.9 | 19.3 |  |  |  |  | 1
3321 | 26.6 | 23 |  |  |  |  | 1
3322 | 27.4 | 23.8 |  |  |  |  | 1
3323 | 25.6 | 22 |  |  |  |  | 1
3324 | 28.1 | 24.5 |  |  |  |  | 1
3325 | 31.6 | 27 |  |  |  |  | 1
3326 | 31 | 27 |  |  |  |  | 1
3327 | 31.5 | 27 |  |  |  |  | 1
3328 | 29.9 | 26.3 |  |  |  |  | 1
3329 | 29.1 | 25.5 |  |  |  |  | 1
3330 | 30.5 | 26.9 |  |  |  |  | 1
3331 | 28.6 | 25 |  |  |  |  | 1
3332 | 28.1 | 24.4 |  |  |  |  | 1
3333 | 26.3 | 22.7 |  |  |  |  | 1
3334 | 25.6 | 22 |  |  |  |  | 1
3335 | 23.9 | 20.2 |  |  |  |  | 1
3336 | 23.1 | 19.5 |  |  |  |  | 1
3337 | 19.9 | 16.4 |  |  |  |  | 1
3338 | 18.7 | 15.1 |  |  |  |  | 1
3339 | 19.6 | 16 |  |  |  |  | 1
3340 | 14.3 | 10.7 |  |  |  |  | 1
3341 | 17.7 | 14.1 |  |  |  |  | 1
3342 | 19.7 | 16.1 |  |  |  |  | 1
3343 | 20.4 | 16.9 |  |  |  |  | 1
3344 | 21.1 | 17.5 |  |  |  |  | 1
3345 | 26.1 | 22.5 |  |  |  |  | 1
3346 | 25.9 | 22.3 |  |  |  |  | 1
3347 | 26.8 | 23.2 |  |  |  |  | 1
3348 | 27.3 | 23.8 |  |  |  |  | 1
3349 | 29.6 | 26 |  |  |  |  | 1
3350 | 29.7 | 26.2 |  |  |  |  | 1
3351 | 29.7 | 26.1 |  |  |  |  | 1
3352 | 32.2 | 27 |  |  |  |  | 1
3353 | 29.9 | 26.4 |  |  |  |  | 1
3354 | 28.2 | 24.6 |  |  |  |  | 1
3355 | 29.2 | 25.6 |  |  |  |  | 1
3356 | 28.4 | 24.8 |  |  |  |  | 1
3357 | 26.8 | 23.2 |  |  |  |  | 1
3358 | 25.2 | 21.6 |  |  |  |  | 1
3359 | 24.3 | 20.8 |  |  |  |  | 1
3360 | 20.8 | 17.3 |  |  |  |  | 1
3361 | 20 | 16.5 |  |  |  |  | 1
3362 | 19.1 | 15.6 |  |  |  |  | 1
3363 | 18.2 | 14.7 |  |  |  |  | 1
3364 | 18.9 | 15.3 |  |  |  |  | 1
3365 | 20.4 | 16.9 |  |  |  |  | 1
3366 | 18.6 | 15 |  |  |  |  | 1
3367 | 21.1 | 17.6 |  |  |  |  | 1
3368 | 22.6 | 19.1 |  |  |  |  | 1
3369 | 23.9 | 20.4 |  |  |  |  | 1
3370 | 24.1 | 20.6 |  |  |  |  | 1
3371 | 24.8 | 21.3 |  |  |  |  | 1
3372 | 29.8 | 26.3 |  |  |  |  | 1
3373 | 29.5 | 26 |  |  |  |  | 1
3374 | 31.6 | 27 |  |  |  |  | 1
3375 | 32 | 27 |  |  |  |  | 1
3376 | 30.8 | 27 |  |  |  |  | 1
3377 | 31.5 | 27 |  |  |  |  | 1
3378 | 30.7 | 27 |  |  |  |  | 1
3379 | 31.5 | 27 |  |  |  |  | 1
3380 | 29.2 | 25.7 |  |  |  |  | 1
3381 | 27.2 | 23.6 |  |  |  |  | 1
3382 | 25.6 | 22.1 |  |  |  |  | 1
3383 | 23.5 | 20 |  |  |  |  | 1
3384 | 22.9 | 19.3 |  |  |  |  | 1
3385 | 20.2 | 16.7 |  |  |  |  | 1
3386 | 21.3 | 17.9 |  |  |  |  | 1
3387 | 21.2 | 17.7 |  |  |  |  | 1
3388 | 20.6 | 17.2 |  |  |  |  | 1
3389 | 18.2 | 14.8 |  |  |  |  | 1
3390 | 19.9 | 16.4 |  |  |  |  | 1
3391 | 19.7 | 16.2 |  |  |  |  | 1
3392 | 23.6 | 20.1 |  |  |  |  | 1
3393 | 24.4 | 20.9 |  |  |  |  | 1
3394 | 25.8 | 22.3 |  |  |  |  | 1
3395 | 29.4 | 25.9 |  |  |  |  | 1
3396 | 29.6 | 26.1 |  |  |  |  | 1
3397 | 31.2 | 27 |  |  |  |  | 1
3398 | 30 | 26.5 |  |  |  |  | 1
3399 | 33 | 27 |  |  |  |  | 1
3400 | 32 | 27 |  |  |  |  | 1
3401 | 32.8 | 27 |  |  |  |  | 1
3402 | 31.8 | 27 |  |  |  |  | 1
3403 | 28.7 | 25.2 |  |  |  |  | 1
3404 | 29.2 | 25.7 |  |  |  |  | 1
3405 | 27.2 | 23.7 |  |  |  |  | 1
3406 | 26.3 | 22.8 |  |  |  |  | 1
3407 | 23 | 19.5 |  |  |  |  | 1
3408 | 22.1 | 18.6 |  |  |  |  | 1
3409 | 20.3 | 16.9 |  |  |  |  | 1
3410 | 20.7 | 17.2 |  |  |  |  | 1
3411 | 18.9 | 15.5 |  |  |  |  | 1
3412 | 18.3 | 14.9 |  |  |  |  | 1
3413 | 18.1 | 14.7 |  |  |  |  | 1
3414 | 19.7 | 16.2 |  |  |  |  | 1
3415 | 19.8 | 16.4 |  |  |  |  | 1
3416 | 21 | 17.5 |  |  |  |  | 1
3417 | 22.8 | 19.4 |  |  |  |  | 1
3418 | 25.3 | 21.9 |  |  |  |  | 1
3419 | 25.8 | 22.4 |  |  |  |  | 1
3420 | 27.4 | 23.9 |  |  |  |  | 1
3421 | 30.3 | 26.8 |  |  |  |  | 1
3422 | 32 | 27 |  |  |  |  | 1
3423 | 30.9 | 27 |  |  |  |  | 1
3424 | 33.9 | 27 |  |  |  |  | 1
3425 | 31.3 | 27 |  |  |  |  | 1
3426 | 34.4 | 27 |  |  |  |  | 1
3427 | 30.2 | 26.7 |  |  |  |  | 1
3428 | 29.1 | 25.6 |  |  |  |  | 1
3429 | 28.1 | 24.7 |  |  |  |  | 1
3430 | 24.6 | 21.2 |  |  |  |  | 1
3431 | 25.2 | 21.7 |  |  |  |  | 1
3432 | 23.5 | 20.1 |  |  |  |  | 1
3433 | 21.5 | 18.1 |  |  |  |  | 1
3434 | 19.9 | 16.5 |  |  |  |  | 1
3435 | 18.1 | 14.7 |  |  |  |  | 1
3436 | 19.2 | 15.8 |  |  |  |  | 1
3437 | 21.5 | 18.1 |  |  |  |  | 1
3438 | 19.4 | 16 |  |  |  |  | 1
3439 | 23.1 | 19.7 |  |  |  |  | 1
3440 | 21.4 | 18 |  |  |  |  | 1
3441 | 24.4 | 21.1 |  |  |  |  | 1
3442 | 24.7 | 21.3 |  |  |  |  | 1
3443 | 25.7 | 22.3 |  |  |  |  | 1
3444 | 32.8 | 27 |  |  |  |  | 1
3445 | 29 | 25.6 |  |  |  |  | 1
3446 | 31.8 | 27 |  |  |  |  | 1
3447 | 29.4 | 26 |  |  |  |  | 1
3448 | 31.2 | 27 |  |  |  |  | 1
3449 | 31.7 | 27 |  |  |  |  | 1
3450 | 30.9 | 27 |  |  |  |  | 1
3451 | 30.3 | 26.9 |  |  |  |  | 1
3452 | 29.1 | 25.7 |  |  |  |  | 1
3453 | 24.3 | 20.9 |  |  |  |  | 1
3454 | 26.8 | 23.5 |  |  |  |  | 1
3455 | 23.1 | 19.7 |  |  |  |  | 1
3456 | 20.4 | 17 |  |  |  |  | 1
3457 | 21.5 | 18.2 |  |  |  |  | 1
3458 | 21.3 | 17.9 |  |  |  |  | 1
3459 | 17.4 | 14 |  |  |  |  | 1
3460 | 18.5 | 15.1 |  |  |  |  | 1
3461 | 18.8 | 15.5 |  |  |  |  | 1
3462 | 18.8 | 15.5 |  |  |  |  | 1
3463 | 19.4 | 16 |  |  |  |  | 1
3464 | 20.8 | 17.5 |  |  |  |  | 1
3465 | 24.2 | 20.9 |  |  |  |  | 1
3466 | 25.8 | 22.5 |  |  |  |  | 1
3467 | 26.5 | 23.1 |  |  |  |  | 1
3468 | 28.5 | 25.1 |  |  |  |  | 1
3469 | 30.4 | 27 |  |  |  |  | 1
3470 | 30.9 | 27 |  |  |  |  | 1
3471 | 31.9 | 27 |  |  |  |  | 1
3472 | 31.8 | 27 |  |  |  |  | 1
3473 | 31.6 | 27 |  |  |  |  | 1
3474 | 32.1 | 27 |  |  |  |  | 1
3475 | 31.4 | 27 |  |  |  |  | 1
3476 | 27.1 | 23.8 |  |  |  |  | 1
3477 | 28 | 24.6 |  |  |  |  | 1
3478 | 25.7 | 22.3 |  |  |  |  | 1
3479 | 22.9 | 19.5 |  |  |  |  | 1
3480 | 22.3 | 18.9 |  |  |  |  | 1
3481 | 21.7 | 18.4 |  |  |  |  | 1
3482 | 19.4 | 16.1 |  |  |  |  | 1
3483 | 18.2 | 14.9 |  |  |  |  | 1
3484 | 19.3 | 16 |  |  |  |  | 1
3485 | 17.2 | 13.9 |  |  |  |  | 1
3486 | 20.8 | 17.5 |  |  |  |  | 1
3487 | 20.8 | 17.5 |  |  |  |  | 1
3488 | 23.5 | 20.2 |  |  |  |  | 1
3489 | 25.5 | 22.2 |  |  |  |  | 1
3490 | 25.1 | 21.8 |  |  |  |  | 1
3491 | 29.7 | 26.4 |  |  |  |  | 1
3492 | 31.1 | 27 |  |  |  |  | 1
3493 | 29.3 | 26 |  |  |  |  | 1
3494 | 31.8 | 27 |  |  |  |  | 1
3495 | 31.3 | 27 |  |  |  |  | 1
3496 | 34.1 | 27 |  |  |  |  | 1
3497 | 34.1 | 27 |  |  |  |  | 1
3498 | 31.5 | 27 |  |  |  |  | 1
3499 | 31.6 | 27 |  |  |  |  | 1
3500 | 28.9 | 25.6 |  |  |  |  | 1
3501 | 26.9 | 23.6 |  |  |  |  | 1
3502 | 25.7 | 22.4 |  |  |  |  | 1
3503 | 23.7 | 20.4 |  |  |  |  | 1
3504 | 22.6 | 19.3 |  |  |  |  | 1
3505 | 22.5 | 19.2 |  |  |  |  | 1
3506 | 20.5 | 17.3 |  |  |  |  | 1
3507 | 18.6 | 15.4 |  |  |  |  | 1
3508 | 19.2 | 15.9 |  |  |  |  | 1
3509 | 20.5 | 17.2 |  |  |  |  | 1
3510 | 20.5 | 17.2 |  |  |  |  | 1
3511 | 21.6 | 18.4 |  |  |  |  | 1
3512 | 24.2 | 21 |  |  |  |  | 1
3513 | 24 | 20.8 |  |  |  |  | 1
3514 | 25.4 | 22.1 |  |  |  |  | 1
3515 | 27.5 | 24.2 |  |  |  |  | 1
3516 | 29.5 | 26.2 |  |  |  |  | 1
3517 | 31 | 27 |  |  |  |  | 1
3518 | 34 | 27 |  |  |  |  | 1
3519 | 34.8 | 27 |  |  |  |  | 1
3520 | 31.9 | 27 |  |  |  |  | 1
3521 | 34.2 | 27 |  |  |  |  | 1
3522 | 33 | 27 |  |  |  |  | 1
3523 | 31.8 | 27 |  |  |  |  | 1
3524 | 32.4 | 27 |  |  |  |  | 1
3525 | 28.2 | 24.9 |  |  |  |  | 1
3526 | 26.9 | 23.6 |  |  |  |  | 1
3527 | 25.3 | 22.1 |  |  |  |  | 1
3528 | 23.6 | 20.3 |  |  |  |  | 1
3529 | 23.3 | 20.1 |  |  |  |  | 1
3530 | 20.5 | 17.2 |  |  |  |  | 1
3531 | 17.9 | 14.7 |  |  |  |  | 1
3532 | 18.8 | 15.6 |  |  |  |  | 1
3533 | 21.8 | 18.6 |  |  |  |  | 1
3534 | 21.3 | 18.1 |  |  |  |  | 1
3535 | 20.2 | 17 |  |  |  |  | 1
3536 | 25 | 21.8 |  |  |  |  | 1
3537 | 23.7 | 20.5 |  |  |  |  | 1
3538 | 25.7 | 22.5 |  |  |  |  | 1
3539 | 28.4 | 25.2 |  |  |  |  | 1
3540 | 30.4 | 27 |  |  |  |  | 1
3541 | 31.4 | 27 |  |  |  |  | 1
3542 | 33.2 | 27 |  |  |  |  | 1
3543 | 32.2 | 27 |  |  |  |  | 1
3544 | 31.6 | 27 |  |  |  |  | 1
3545 | 32.6 | 27 |  |  |  |  | 1
3546 | 33.1 | 27 |  |  |  |  | 1
3547 | 32.1 | 27 |  |  |  |  | 1
3548 | 31 | 27 |  |  |  |  | 1
3549 | 27.8 | 24.6 |  |  |  |  | 1
3550 | 26 | 22.8 |  |  |  |  | 1
3551 | 27.1 | 23.9 |  |  |  |  | 1
3552 | 22.1 | 18.9 |  |  |  |  | 1
3553 | 21.1 | 17.9 |  |  |  |  | 1
3554 | 21.5 | 18.3 |  |  |  |  | 1
3555 | 20.2 | 17 |  |  |  |  | 1
3556 | 19.2 | 16 |  |  |  |  | 1
3557 | 18.7 | 15.5 |  |  |  |  | 1
3558 | 21.6 | 18.5 |  |  |  |  | 1
3559 | 23.4 | 20.2 |  |  |  |  | 1
3560 | 23.6 | 20.4 |  |  |  |  | 1
3561 | 25.4 | 22.2 |  |  |  |  | 1
3562 | 25.6 | 22.4 |  |  |  |  | 1
3563 | 27.2 | 24.1 |  |  |  |  | 1
3564 | 30 | 26.8 |  |  |  |  | 1
3565 | 30.8 | 27 |  |  |  |  | 1
3566 | 33.3 | 27 |  |  |  |  | 1
3567 | 31.4 | 27 |  |  |  |  | 1
3568 | 32.1 | 27 |  |  |  |  | 1
3569 | 31.9 | 27 |  |  |  |  | 1
3570 | 32.8 | 27 |  |  |  |  | 1
3571 | 30.3 | 27 |  |  |  |  | 1
3572 | 31.4 | 27 |  |  |  |  | 1
3573 | 27.9 | 24.7 |  |  |  |  | 1
3574 | 28.4 | 25.2 |  |  |  |  | 1
3575 | 24.4 | 21.2 |  |  |  |  | 1
3576 | 24.6 | 21.5 |  |  |  |  | 1
3577 | 21.9 | 18.7 |  |  |  |  | 1
3578 | 20.3 | 17.1 |  |  |  |  | 1
3579 | 20.8 | 17.7 |  |  |  |  | 1
3580 | 18.9 | 15.7 |  |  |  |  | 1
3581 | 23.7 | 20.6 |  |  |  |  | 1
3582 | 21.1 | 17.9 |  |  |  |  | 1
3583 | 20.9 | 17.7 |  |  |  |  | 1
3584 | 23.1 | 20 |  |  |  |  | 1
3585 | 24.1 | 21 |  |  |  |  | 1
3586 | 30.1 | 27 |  |  |  |  | 1
3587 | 28.1 | 24.9 |  |  |  |  | 1
3588 | 30.4 | 27 |  |  |  |  | 1
3589 | 30.8 | 27 |  |  |  |  | 1
3590 | 32.2 | 27 |  |  |  |  | 1
3591 | 31.4 | 27 |  |  |  |  | 1
3592 | 33.8 | 27 |  |  |  |  | 1
3593 | 30.4 | 27 |  |  |  |  | 1
3594 | 32.7 | 27 |  |  |  |  | 1
3595 | 30.5 | 27 |  |  |  |  | 1
3596 | 27.9 | 24.7 |  |  |  |  | 1
3597 | 27.2 | 24 |  |  |  |  | 1
3598 | 27 | 23.9 |  |  |  |  | 1
3599 | 24.7 | 21.6 |  |  |  |  | 1
3600 | 22.5 | 19.4 |  |  |  |  | 1
3601 | 22.3 | 19.2 |  |  |  |  | 1
3602 | 20.9 | 17.9 |  |  |  |  | 1
3603 | 20.3 | 17.2 |  |  |  |  | 1
3604 | 17.8 | 14.8 |  |  |  |  | 1
3605 | 18.1 | 15.1 |  |  |  |  | 1
3606 | 17.9 | 14.8 |  |  |  |  | 1
3607 | 20.7 | 17.6 |  |  |  |  | 1
3608 | 24.7 | 21.6 |  |  |  |  | 1
3609 | 25.2 | 22.1 |  |  |  |  | 1
3610 | 26.8 | 23.7 |  |  |  |  | 1
3611 | 29 | 25.9 |  |  |  |  | 1
3612 | 30.3 | 27 |  |  |  |  | 1
3613 | 32.4 | 27 |  |  |  |  | 1
3614 | 32.9 | 27 |  |  |  |  | 1
3615 | 30.6 | 27 |  |  |  |  | 1
3616 | 34.2 | 27 |  |  |  |  | 1
3617 | 33 | 27 |  |  |  |  | 1
3618 | 32.7 | 27 |  |  |  |  | 1
3619 | 32.1 | 27 |  |  |  |  | 1
3620 | 28.6 | 25.5 |  |  |  |  | 1
3621 | 27.1 | 24 |  |  |  |  | 1
3622 | 26.9 | 23.8 |  |  |  |  | 1
3623 | 23.9 | 20.8 |  |  |  |  | 1
3624 | 22.2 | 19.1 |  |  |  |  | 1
3625 | 22.8 | 19.7 |  |  |  |  | 1
3626 | 21.9 | 18.9 |  |  |  |  | 1
3627 | 20.5 | 17.4 |  |  |  |  | 1
3628 | 21.6 | 18.6 |  |  |  |  | 1
3629 | 20.2 | 17.1 |  |  |  |  | 1
3630 | 22.2 | 19.1 |  |  |  |  | 1
3631 | 19.9 | 16.8 |  |  |  |  | 1
3632 | 22.6 | 19.5 |  |  |  |  | 1
3633 | 25.4 | 22.4 |  |  |  |  | 1
3634 | 26.1 | 23 |  |  |  |  | 1
3635 | 30.3 | 27 |  |  |  |  | 1
3636 | 30.2 | 27 |  |  |  |  | 1
3637 | 32.5 | 27 |  |  |  |  | 1
3638 | 32.4 | 27 |  |  |  |  | 1
3639 | 33.2 | 27 |  |  |  |  | 1
3640 | 31.8 | 27 |  |  |  |  | 1
3641 | 32.9 | 27 |  |  |  |  | 1
3642 | 31.8 | 27 |  |  |  |  | 1
3643 | 31.2 | 27 |  |  |  |  | 1
3644 | 29.9 | 26.8 |  |  |  |  | 1
3645 | 28.6 | 25.6 |  |  |  |  | 1
3646 | 27.1 | 24 |  |  |  |  | 1
3647 | 23.9 | 20.8 |  |  |  |  | 1
3648 | 24.6 | 21.5 |  |  |  |  | 1
3649 | 22.3 | 19.3 |  |  |  |  | 1
3650 | 20.1 | 17.1 |  |  |  |  | 1
3651 | 19.8 | 16.8 |  |  |  |  | 1
3652 | 20 | 17 |  |  |  |  | 1
3653 | 19.2 | 16.2 |  |  |  |  | 1
3654 | 20.4 | 17.4 |  |  |  |  | 1
3655 | 21.1 | 18.1 |  |  |  |  | 1
3656 | 24 | 21 |  |  |  |  | 1
3657 | 27.9 | 24.9 |  |  |  |  | 1
3658 | 28 | 25 |  |  |  |  | 1
3659 | 29 | 26 |  |  |  |  | 1
3660 | 31.4 | 27 |  |  |  |  | 1
3661 | 31.9 | 27 |  |  |  |  | 1
3662 | 32.9 | 27 |  |  |  |  | 1
3663 | 33.7 | 27 |  |  |  |  | 1
3664 | 30.5 | 27 |  |  |  |  | 1
3665 | 33.6 | 27 |  |  |  |  | 1
3666 | 31 | 27 |  |  |  |  | 1
3667 | 32 | 27 |  |  |  |  | 1
3668 | 30.5 | 27 |  |  |  |  | 1
3669 | 28.6 | 25.6 |  |  |  |  | 1
3670 | 27.1 | 24.1 |  |  |  |  | 1
3671 | 24 | 21 |  |  |  |  | 1
3672 | 23.9 | 20.9 |  |  |  |  | 1
3673 | 23.3 | 20.3 |  |  |  |  | 1
3674 | 19.9 | 16.9 |  |  |  |  | 1
3675 | 20.5 | 17.5 |  |  |  |  | 1
3676 | 18.8 | 15.8 |  |  |  |  | 1
3677 | 22.4 | 19.4 |  |  |  |  | 1
3678 | 22 | 19.1 |  |  |  |  | 1
3679 | 25.1 | 22.1 |  |  |  |  | 1
3680 | 23.9 | 20.9 |  |  |  |  | 1
3681 | 29.3 | 26.3 |  |  |  |  | 1
3682 | 25.9 | 22.9 |  |  |  |  | 1
3683 | 26.8 | 23.8 |  |  |  |  | 1
3684 | 31 | 27 |  |  |  |  | 1
3685 | 32.8 | 27 |  |  |  |  | 1
3686 | 31.7 | 27 |  |  |  |  | 1
3687 | 35.5 | 27 |  |  |  |  | 1
3688 | 34.5 | 27 |  |  |  |  | 1
3689 | 31.1 | 27 |  |  |  |  | 1
3690 | 32.8 | 27 |  |  |  |  | 1
3691 | 30.3 | 27 |  |  |  |  | 1
3692 | 28.9 | 25.9 |  |  |  |  | 1
3693 | 29 | 26 |  |  |  |  | 1
3694 | 28.7 | 25.7 |  |  |  |  | 1
3695 | 26.3 | 23.3 |  |  |  |  | 1
3696 | 20.3 | 17.4 |  |  |  |  | 1
3697 | 21.7 | 18.8 |  |  |  |  | 1
3698 | 21 | 18 |  |  |  |  | 1
3699 | 20 | 17.1 |  |  |  |  | 1
3700 | 20.6 | 17.6 |  |  |  |  | 1
3701 | 21.4 | 18.4 |  |  |  |  | 1
3702 | 21 | 18.1 |  |  |  |  | 1
3703 | 24.9 | 22 |  |  |  |  | 1
3704 | 26.7 | 23.7 |  |  |  |  | 1
3705 | 26.2 | 23.3 |  |  |  |  | 1
3706 | 29 | 26.1 |  |  |  |  | 1
3707 | 28.7 | 25.8 |  |  |  |  | 1
3708 | 32.1 | 27 |  |  |  |  | 1
3709 | 33.3 | 27 |  |  |  |  | 1
3710 | 33.2 | 27 |  |  |  |  | 1
3711 | 32.6 | 27 |  |  |  |  | 1
3712 | 32.2 | 27 |  |  |  |  | 1
3713 | 34.2 | 27 |  |  |  |  | 1
3714 | 32 | 27 |  |  |  |  | 1
3715 | 33.4 | 27 |  |  |  |  | 1
3716 | 28.6 | 25.7 |  |  |  |  | 1
3717 | 31.2 | 27 |  |  |  |  | 1
3718 | 27.4 | 24.4 |  |  |  |  | 1
3719 | 27.4 | 24.5 |  |  |  |  | 1
3720 | 25.5 | 22.6 |  |  |  |  | 1
3721 | 21.9 | 19 |  |  |  |  | 1
3722 | 23.2 | 20.3 |  |  |  |  | 1
3723 | 18.7 | 15.8 |  |  |  |  | 1
3724 | 22.5 | 19.6 |  |  |  |  | 1
3725 | 21.8 | 18.9 |  |  |  |  | 1
3726 | 22.6 | 19.7 |  |  |  |  | 1
3727 | 22.8 | 19.9 |  |  |  |  | 1
3728 | 23.9 | 21 |  |  |  |  | 1
3729 | 24.5 | 21.6 |  |  |  |  | 1
3730 | 28.4 | 25.5 |  |  |  |  | 1
3731 | 29.4 | 26.5 |  |  |  |  | 1
3732 | 30.9 | 27 |  |  |  |  | 1
3733 | 32 | 27 |  |  |  |  | 1
3734 | 33.7 | 27 |  |  |  |  | 1
3735 | 34.2 | 27 |  |  |  |  | 1
3736 | 32.9 | 27 |  |  |  |  | 1
3737 | 32.7 | 27 |  |  |  |  | 1
3738 | 31.8 | 27 |  |  |  |  | 1
3739 | 33.1 | 27 |  |  |  |  | 1
3740 | 29.7 | 26.8 |  |  |  |  | 1
3741 | 27.3 | 24.4 |  |  |  |  | 1
3742 | 28.8 | 25.9 |  |  |  |  | 1
3743 | 23.7 | 20.8 |  |  |  |  | 1
3744 | 26.2 | 23.2 |  |  |  |  | 1
3745 | 23 | 20.1 |  |  |  |  | 1
3746 | 22.5 | 19.7 |  |  |  |  | 1
3747 | 22.1 | 19.3 |  |  |  |  | 1
3748 | 19.2 | 16.3 |  |  |  |  | 1
3749 | 22.2 | 19.3 |  |  |  |  | 1
3750 | 22.4 | 19.5 |  |  |  |  | 1
3751 | 23.8 | 20.9 |  |  |  |  | 1
3752 | 23.8 | 20.9 |  |  |  |  | 1
3753 | 26.7 | 23.8 |  |  |  |  | 1
3754 | 26.4 | 23.5 |  |  |  |  | 1
3755 | 28.1 | 25.3 |  |  |  |  | 1
3756 | 30.5 | 27 |  |  |  |  | 1
3757 | 30.7 | 27 |  |  |  |  | 1
3758 | 32.5 | 27 |  |  |  |  | 1
3759 | 35.2 | 27 |  |  |  |  | 1
3760 | 35.2 | 27 |  |  |  |  | 1
3761 | 33.1 | 27 |  |  |  |  | 1
3762 | 32.1 | 27 |  |  |  |  | 1
3763 | 33.8 | 27 |  |  |  |  | 1
3764 | 30.2 | 27 |  |  |  |  | 1
3765 | 29 | 26.1 |  |  |  |  | 1
3766 | 25.1 | 22.2 |  |  |  |  | 1
3767 | 25.6 | 22.7 |  |  |  |  | 1
3768 | 24.4 | 21.5 |  |  |  |  | 1
3769 | 22.3 | 19.4 |  |  |  |  | 1
3770 | 24.4 | 21.6 |  |  |  |  | 1
3771 | 20 | 17.2 |  |  |  |  | 1
3772 | 23.1 | 20.3 |  |  |  |  | 1
3773 | 21.1 | 18.3 |  |  |  |  | 1
3774 | 21.1 | 18.2 |  |  |  |  | 1
3775 | 21.7 | 18.8 |  |  |  |  | 1
3776 | 25.2 | 22.4 |  |  |  |  | 1
3777 | 25.9 | 23.1 |  |  |  |  | 1
3778 | 26.4 | 23.5 |  |  |  |  | 1
3779 | 27.6 | 24.8 |  |  |  |  | 1
3780 | 30.5 | 27 |  |  |  |  | 1
3781 | 31.8 | 27 |  |  |  |  | 1
3782 | 31.9 | 27 |  |  |  |  | 1
3783 | 33.8 | 27 |  |  |  |  | 1
3784 | 35.6 | 27 |  |  |  |  | 1
3785 | 33.4 | 27 |  |  |  |  | 1
3786 | 33.9 | 27 |  |  |  |  | 1
3787 | 31.7 | 27 |  |  |  |  | 1
3788 | 30.6 | 27 |  |  |  |  | 1
3789 | 29.7 | 26.8 |  |  |  |  | 1
3790 | 26 | 23.1 |  |  |  |  | 1
3791 | 24.9 | 22 |  |  |  |  | 1
3792 | 24.9 | 22 |  |  |  |  | 1
3793 | 21.4 | 18.6 |  |  |  |  | 1
3794 | 23.5 | 20.7 |  |  |  |  | 1
3795 | 19.3 | 16.5 |  |  |  |  | 1
3796 | 24.5 | 21.7 |  |  |  |  | 1
3797 | 22.3 | 19.5 |  |  |  |  | 1
3798 | 22.4 | 19.6 |  |  |  |  | 1
3799 | 24.3 | 21.5 |  |  |  |  | 1
3800 | 24.6 | 21.8 |  |  |  |  | 1
3801 | 25.3 | 22.5 |  |  |  |  | 1
3802 | 25.9 | 23.1 |  |  |  |  | 1
3803 | 29.7 | 26.9 |  |  |  |  | 1
3804 | 31.6 | 27 |  |  |  |  | 1
3805 | 33.4 | 27 |  |  |  |  | 1
3806 | 34.9 | 27 |  |  |  |  | 1
3807 | 33 | 27 |  |  |  |  | 1
3808 | 35.2 | 27 |  |  |  |  | 1
3809 | 34.4 | 27 |  |  |  |  | 1
3810 | 32.9 | 27 |  |  |  |  | 1
3811 | 32.6 | 27 |  |  |  |  | 1
3812 | 30.5 | 27 |  |  |  |  | 1
3813 | 29.2 | 26.4 |  |  |  |  | 1
3814 | 27.2 | 24.4 |  |  |  |  | 1
3815 | 24.6 | 21.8 |  |  |  |  | 1
3816 | 25.9 | 23.1 |  |  |  |  | 1
3817 | 24.4 | 21.7 |  |  |  |  | 1
3818 | 20.7 | 17.9 |  |  |  |  | 1
3819 | 19.8 | 17.1 |  |  |  |  | 1
3820 | 21.7 | 18.9 |  |  |  |  | 1
3821 | 21.5 | 18.7 |  |  |  |  | 1
3822 | 21.7 | 18.9 |  |  |  |  | 1
3823 | 23 | 20.2 |  |  |  |  | 1
3824 | 24.6 | 21.9 |  |  |  |  | 1
3825 | 26 | 23.2 |  |  |  |  | 1
3826 | 26.9 | 24.1 |  |  |  |  | 1
3827 | 28.7 | 25.9 |  |  |  |  | 1
3828 | 30.4 | 27 |  |  |  |  | 1
3829 | 33.8 | 27 |  |  |  |  | 1
3830 | 33.1 | 27 |  |  |  |  | 1
3831 | 32.4 | 27 |  |  |  |  | 1
3832 | 33.3 | 27 |  |  |  |  | 1
3833 | 33 | 27 |  |  |  |  | 1
3834 | 33 | 27 |  |  |  |  | 1
3835 | 31.6 | 27 |  |  |  |  | 1
3836 | 30.4 | 27 |  |  |  |  | 1
3837 | 29.8 | 27 |  |  |  |  | 1
3838 | 26.5 | 23.7 |  |  |  |  | 1
3839 | 26.5 | 23.8 |  |  |  |  | 1
3840 | 23.4 | 20.7 |  |  |  |  | 1
3841 | 25.1 | 22.3 |  |  |  |  | 1
3842 | 21.1 | 18.4 |  |  |  |  | 1
3843 | 22.5 | 19.8 |  |  |  |  | 1
3844 | 22.3 | 19.6 |  |  |  |  | 1
3845 | 20.8 | 18.1 |  |  |  |  | 1
3846 | 20.1 | 17.4 |  |  |  |  | 1
3847 | 25 | 22.2 |  |  |  |  | 1
3848 | 25.1 | 22.4 |  |  |  |  | 1
3849 | 26.7 | 24 |  |  |  |  | 1
3850 | 26.8 | 24.1 |  |  |  |  | 1
3851 | 29.1 | 26.4 |  |  |  |  | 1
3852 | 30.8 | 27 |  |  |  |  | 1
3853 | 33.6 | 27 |  |  |  |  | 1
3854 | 32 | 27 |  |  |  |  | 1
3855 | 32.2 | 27 |  |  |  |  | 1
3856 | 34.9 | 27 |  |  |  |  | 1
3857 | 32.3 | 27 |  |  |  |  | 1
3858 | 33 | 27 |  |  |  |  | 1
3859 | 33.4 | 27 |  |  |  |  | 1
3860 | 30.7 | 27 |  |  |  |  | 1
3861 | 31.4 | 27 |  |  |  |  | 1
3862 | 28.2 | 25.5 |  |  |  |  | 1
3863 | 25.4 | 22.7 |  |  |  |  | 1
3864 | 23.1 | 20.3 |  |  |  |  | 1
3865 | 22 | 19.3 |  |  |  |  | 1
3866 | 23.2 | 20.5 |  |  |  |  | 1
3867 | 21.2 | 18.6 |  |  |  |  | 1
3868 | 23.1 | 20.4 |  |  |  |  | 1
3869 | 23.3 | 20.6 |  |  |  |  | 1
3870 | 21.4 | 18.7 |  |  |  |  | 1
3871 | 25.5 | 22.8 |  |  |  |  | 1
3872 | 24.2 | 21.5 |  |  |  |  | 1
3873 | 26 | 23.3 |  |  |  |  | 1
3874 | 27.1 | 24.4 |  |  |  |  | 1
3875 | 27.3 | 24.6 |  |  |  |  | 1
3876 | 30.3 | 27 |  |  |  |  | 1
3877 | 34.2 | 27 |  |  |  |  | 1
3878 | 32.2 | 27 |  |  |  |  | 1
3879 | 33.8 | 27 |  |  |  |  | 1
3880 | 33.8 | 27 |  |  |  |  | 1
3881 | 34.3 | 27 |  |  |  |  | 1
3882 | 33.6 | 27 |  |  |  |  | 1
3883 | 33.4 | 27 |  |  |  |  | 1
3884 | 32.8 | 27 |  |  |  |  | 1
3885 | 29.3 | 26.6 |  |  |  |  | 1
3886 | 27.2 | 24.5 |  |  |  |  | 1
3887 | 27.5 | 24.8 |  |  |  |  | 1
3888 | 23.6 | 20.9 |  |  |  |  | 1
3889 | 22.4 | 19.8 |  |  |  |  | 1
3890 | 22.8 | 20.1 |  |  |  |  | 1
3891 | 20.1 | 17.4 |  |  |  |  | 1
3892 | 19 | 16.3 |  |  |  |  | 1
3893 | 21.2 | 18.5 |  |  |  |  | 1
3894 | 23 | 20.3 |  |  |  |  | 1
3895 | 21.4 | 18.8 |  |  |  |  | 1
3896 | 25.8 | 23.1 |  |  |  |  | 1
3897 | 24.5 | 21.8 |  |  |  |  | 1
3898 | 29.4 | 26.7 |  |  |  |  | 1
3899 | 30.3 | 27 |  |  |  |  | 1
3900 | 33 | 27 |  |  |  |  | 1
3901 | 33.8 | 27 |  |  |  |  | 1
3902 | 33.5 | 27 |  |  |  |  | 1
3903 | 33.2 | 27 |  |  |  |  | 1
3904 | 35.2 | 27 |  |  |  |  | 1
3905 | 35.4 | 27 |  |  |  |  | 1
3906 | 34.6 | 27 |  |  |  |  | 1
3907 | 32.2 | 27 |  |  |  |  | 1
3908 | 34 | 27 |  |  |  |  | 1
3909 | 31.8 | 27 |  |  |  |  | 1
3910 | 27.9 | 25.2 |  |  |  |  | 1
3911 | 26.6 | 24 |  |  |  |  | 1
3912 | 22.4 | 19.7 |  |  |  |  | 1
3913 | 23.4 | 20.8 |  |  |  |  | 1
3914 | 22.4 | 19.8 |  |  |  |  | 1
3915 | 21.7 | 19.1 |  |  |  |  | 1
3916 | 20.5 | 17.9 |  |  |  |  | 1
3917 | 21.5 | 18.9 |  |  |  |  | 1
3918 | 21.3 | 18.7 |  |  |  |  | 1
3919 | 22.9 | 20.3 |  |  |  |  | 1
3920 | 25.3 | 22.7 |  |  |  |  | 1
3921 | 27.3 | 24.6 |  |  |  |  | 1
3922 | 26.7 | 24.1 |  |  |  |  | 1
3923 | 29.6 | 27 |  |  |  |  | 1
3924 | 33.9 | 27 |  |  |  |  | 1
3925 | 33 | 27 |  |  |  |  | 1
3926 | 31.5 | 27 |  |  |  |  | 1
3927 | 33.9 | 27 |  |  |  |  | 1
3928 | 35.2 | 27 |  |  |  |  | 1
3929 | 32.4 | 27 |  |  |  |  | 1
3930 | 35.8 | 27 |  |  |  |  | 1
3931 | 32.4 | 27 |  |  |  |  | 1
3932 | 31.9 | 27 |  |  |  |  | 1
3933 | 31.6 | 27 |  |  |  |  | 1
3934 | 28.4 | 25.8 |  |  |  |  | 1
3935 | 28.1 | 25.5 |  |  |  |  | 1
3936 | 26.9 | 24.3 |  |  |  |  | 1
3937 | 24.5 | 21.9 |  |  |  |  | 1
3938 | 22.3 | 19.7 |  |  |  |  | 1
3939 | 21.6 | 19 |  |  |  |  | 1
3940 | 21.5 | 18.9 |  |  |  |  | 1
3941 | 20.5 | 17.9 |  |  |  |  | 1
3942 | 21.7 | 19.1 |  |  |  |  | 1
3943 | 22.6 | 20 |  |  |  |  | 1
3944 | 25.6 | 23 |  |  |  |  | 1
3945 | 26.6 | 24 |  |  |  |  | 1
3946 | 28.4 | 25.8 |  |  |  |  | 1
3947 | 30.5 | 27 |  |  |  |  | 1
3948 | 32.1 | 27 |  |  |  |  | 1
3949 | 33.3 | 27 |  |  |  |  | 1
3950 | 33.2 | 27 |  |  |  |  | 1
3951 | 34.4 | 27 |  |  |  |  | 1
3952 | 35.6 | 27 |  |  |  |  | 1
3953 | 35.9 | 27 |  |  |  |  | 1
3954 | 33.2 | 27 |  |  |  |  | 1
3955 | 32.4 | 27 |  |  |  |  | 1
3956 | 30.4 | 27 |  |  |  |  | 1
3957 | 29.2 | 26.6 |  |  |  |  | 1
3958 | 26.8 | 24.2 |  |  |  |  | 1
3959 | 26.2 | 23.6 |  |  |  |  | 1
3960 | 26 | 23.4 |  |  |  |  | 1
3961 | 25.7 | 23.2 |  |  |  |  | 1
3962 | 20.3 | 17.8 |  |  |  |  | 1
3963 | 21.2 | 18.6 |  |  |  |  | 1
3964 | 21.4 | 18.9 |  |  |  |  | 1
3965 | 20.6 | 18 |  |  |  |  | 1
3966 | 25.1 | 22.6 |  |  |  |  | 1
3967 | 25.5 | 23 |  |  |  |  | 1
3968 | 25.8 | 23.2 |  |  |  |  | 1
3969 | 27.6 | 25 |  |  |  |  | 1
3970 | 27.2 | 24.6 |  |  |  |  | 1
3971 | 33.2 | 27 |  |  |  |  | 1
3972 | 30.3 | 27 |  |  |  |  | 1
3973 | 35.1 | 27 |  |  |  |  | 1
3974 | 34 | 27 |  |  |  |  | 1
3975 | 36.1 | 27 |  |  |  |  | 1
3976 | 36.5 | 27 |  |  |  |  | 1
3977 | 34.6 | 27 |  |  |  |  | 1
3978 | 33.8 | 27 |  |  |  |  | 1
3979 | 33.5 | 27 |  |  |  |  | 1
3980 | 30.4 | 27 |  |  |  |  | 1
3981 | 27.3 | 24.7 |  |  |  |  | 1
3982 | 29.8 | 27 |  |  |  |  | 1
3983 | 26.8 | 24.2 |  |  |  |  | 1
3984 | 25.8 | 23.3 |  |  |  |  | 1
3985 | 24.3 | 21.8 |  |  |  |  | 1
3986 | 25 | 22.4 |  |  |  |  | 1
3987 | 22.6 | 20 |  |  |  |  | 1
3988 | 19.9 | 17.4 |  |  |  |  | 1
3989 | 18.9 | 16.3 |  |  |  |  | 1
3990 | 22.7 | 20.1 |  |  |  |  | 1
3991 | 23.6 | 21 |  |  |  |  | 1
3992 | 24.5 | 21.9 |  |  |  |  | 1
3993 | 26 | 23.5 |  |  |  |  | 1
3994 | 28.3 | 25.8 |  |  |  |  | 1
3995 | 29.4 | 26.8 |  |  |  |  | 1
3996 | 31.2 | 27 |  |  |  |  | 1
3997 | 33.6 | 27 |  |  |  |  | 1
3998 | 34.4 | 27 |  |  |  |  | 1
3999 | 34.8 | 27 |  |  |  |  | 1
4000 | 35.7 | 27 |  |  |  |  | 1
4001 | 34.8 | 27 |  |  |  |  | 1
4002 | 33.4 | 27 |  |  |  |  | 1
4003 | 34 | 27 |  |  |  |  | 1
4004 | 32.4 | 27 |  |  |  |  | 1
4005 | 30.1 | 27 |  |  |  |  | 1
4006 | 29.6 | 27 |  |  |  |  | 1
4007 | 27.9 | 25.4 |  |  |  |  | 1
4008 | 25.4 | 22.9 |  |  |  |  | 1
4009 | 24.2 | 21.7 |  |  |  |  | 1
4010 | 23 | 20.5 |  |  |  |  | 1
4011 | 21.6 | 19.1 |  |  |  |  | 1
4012 | 22.3 | 19.8 |  |  |  |  | 1
4013 | 21.7 | 19.2 |  |  |  |  | 1
4014 | 23.9 | 21.4 |  |  |  |  | 1
4015 | 24.8 | 22.2 |  |  |  |  | 1
4016 | 25.8 | 23.3 |  |  |  |  | 1
4017 | 28.8 | 26.3 |  |  |  |  | 1
4018 | 29.3 | 26.8 |  |  |  |  | 1
4019 | 29.9 | 27 |  |  |  |  | 1
4020 | 32 | 27 |  |  |  |  | 1
4021 | 33.2 | 27 |  |  |  |  | 1
4022 | 34.7 | 27 |  |  |  |  | 1
4023 | 34 | 27 |  |  |  |  | 1
4024 | 34.2 | 27 |  |  |  |  | 1
4025 | 36.3 | 27 |  |  |  |  | 1
4026 | 34.5 | 27 |  |  |  |  | 1
4027 | 30.6 | 27 |  |  |  |  | 1
4028 | 33.6 | 27 |  |  |  |  | 1
4029 | 31.8 | 27 |  |  |  |  | 1
4030 | 30.2 | 27 |  |  |  |  | 1
4031 | 26.6 | 24.1 |  |  |  |  | 1
4032 | 22 | 19.5 |  |  |  |  | 1
4033 | 24.9 | 22.5 |  |  |  |  | 1
4034 | 24.5 | 22 |  |  |  |  | 1
4035 | 21.6 | 19.2 |  |  |  |  | 1
4036 | 21 | 18.5 |  |  |  |  | 1
4037 | 21.1 | 18.6 |  |  |  |  | 1
4038 | 22.2 | 19.8 |  |  |  |  | 1
4039 | 23.7 | 21.2 |  |  |  |  | 1
4040 | 24.2 | 21.7 |  |  |  |  | 1
4041 | 29.1 | 26.7 |  |  |  |  | 1
4042 | 28.4 | 25.9 |  |  |  |  | 1
4043 | 31.5 | 27 |  |  |  |  | 1
4044 | 32.3 | 27 |  |  |  |  | 1
4045 | 33.1 | 27 |  |  |  |  | 1
4046 | 33 | 27 |  |  |  |  | 1
4047 | 33.5 | 27 |  |  |  |  | 1
4048 | 33.5 | 27 |  |  |  |  | 1
4049 | 32.1 | 27 |  |  |  |  | 1
4050 | 35.1 | 27 |  |  |  |  | 1
4051 | 33.9 | 27 |  |  |  |  | 1
4052 | 31.9 | 27 |  |  |  |  | 1
4053 | 29.8 | 27 |  |  |  |  | 1
4054 | 28.2 | 25.7 |  |  |  |  | 1
4055 | 26.4 | 23.9 |  |  |  |  | 1
4056 | 24.9 | 22.4 |  |  |  |  | 1
4057 | 24.2 | 21.8 |  |  |  |  | 1
4058 | 24.1 | 21.7 |  |  |  |  | 1
4059 | 20.9 | 18.4 |  |  |  |  | 1
4060 | 20.3 | 17.9 |  |  |  |  | 1
4061 | 23.4 | 20.9 |  |  |  |  | 1
4062 | 23.3 | 20.8 |  |  |  |  | 1
4063 | 24.8 | 22.3 |  |  |  |  | 1
4064 | 22.5 | 20 |  |  |  |  | 1
4065 | 24.8 | 22.4 |  |  |  |  | 1
4066 | 27 | 24.6 |  |  |  |  | 1
4067 | 30.5 | 27 |  |  |  |  | 1
4068 | 30 | 27 |  |  |  |  | 1
4069 | 34.7 | 27 |  |  |  |  | 1
4070 | 33.2 | 27 |  |  |  |  | 1
4071 | 34.7 | 27 |  |  |  |  | 1
4072 | 36.2 | 27 |  |  |  |  | 1
4073 | 31.9 | 27 |  |  |  |  | 1
4074 | 36.3 | 27 |  |  |  |  | 1
4075 | 35 | 27 |  |  |  |  | 1
4076 | 30.4 | 27 |  |  |  |  | 1
4077 | 30.1 | 27 |  |  |  |  | 1
4078 | 30.1 | 27 |  |  |  |  | 1
4079 | 27.6 | 25.1 |  |  |  |  | 1
4080 | 25 | 22.5 |  |  |  |  | 1
4081 | 25.1 | 22.7 |  |  |  |  | 1
4082 | 23.7 | 21.2 |  |  |  |  | 1
4083 | 20.2 | 17.7 |  |  |  |  | 1
4084 | 21.5 | 19 |  |  |  |  | 1
4085 | 22.5 | 20.1 |  |  |  |  | 1
4086 | 25.9 | 23.4 |  |  |  |  | 1
4087 | 21.9 | 19.5 |  |  |  |  | 1
4088 | 26.4 | 23.9 |  |  |  |  | 1
4089 | 25.7 | 23.2 |  |  |  |  | 1
4090 | 30.1 | 27 |  |  |  |  | 1
4091 | 29.5 | 27 |  |  |  |  | 1
4092 | 32.6 | 27 |  |  |  |  | 1
4093 | 32.2 | 27 |  |  |  |  | 1
4094 | 34 | 27 |  |  |  |  | 1
4095 | 35.9 | 27 |  |  |  |  | 1
4096 | 34.6 | 27 |  |  |  |  | 1
4097 | 33.9 | 27 |  |  |  |  | 1
4098 | 34.9 | 27 |  |  |  |  | 1
4099 | 34.4 | 27 |  |  |  |  | 1
4100 | 30.3 | 27 |  |  |  |  | 1
4101 | 28.6 | 26.2 |  |  |  |  | 1
4102 | 30 | 27 |  |  |  |  | 1
4103 | 23.5 | 21.1 |  |  |  |  | 1
4104 | 25.4 | 23 |  |  |  |  | 1
4105 | 24 | 21.6 |  |  |  |  | 1
4106 | 22.1 | 19.7 |  |  |  |  | 1
4107 | 20.5 | 18.1 |  |  |  |  | 1
4108 | 21.9 | 19.5 |  |  |  |  | 1
4109 | 20.9 | 18.5 |  |  |  |  | 1
4110 | 24.3 | 21.9 |  |  |  |  | 1
4111 | 23.9 | 21.5 |  |  |  |  | 1
4112 | 26.1 | 23.7 |  |  |  |  | 1
4113 | 25.4 | 23 |  |  |  |  | 1
4114 | 27.3 | 24.9 |  |  |  |  | 1
4115 | 30.3 | 27 |  |  |  |  | 1
4116 | 30.9 | 27 |  |  |  |  | 1
4117 | 32.6 | 27 |  |  |  |  | 1
4118 | 34.1 | 27 |  |  |  |  | 1
4119 | 33.1 | 27 |  |  |  |  | 1
4120 | 35.1 | 27 |  |  |  |  | 1
4121 | 35.2 | 27 |  |  |  |  | 1
4122 | 33.8 | 27 |  |  |  |  | 1
4123 | 33.4 | 27 |  |  |  |  | 1
4124 | 33.2 | 27 |  |  |  |  | 1
4125 | 30.4 | 27 |  |  |  |  | 1
4126 | 28 | 25.6 |  |  |  |  | 1
4127 | 25.6 | 23.2 |  |  |  |  | 1
4128 | 24 | 21.6 |  |  |  |  | 1
4129 | 25.3 | 22.9 |  |  |  |  | 1
4130 | 23.4 | 21 |  |  |  |  | 1
4131 | 21.9 | 19.5 |  |  |  |  | 1
4132 | 24.8 | 22.4 |  |  |  |  | 1
4133 | 22.6 | 20.2 |  |  |  |  | 1
4134 | 23.5 | 21.1 |  |  |  |  | 1
4135 | 24.7 | 22.4 |  |  |  |  | 1
4136 | 24.6 | 22.2 |  |  |  |  | 1
4137 | 26.4 | 24.1 |  |  |  |  | 1
4138 | 28.1 | 25.7 |  |  |  |  | 1
4139 | 30.5 | 27 |  |  |  |  | 1
4140 | 29.7 | 27 |  |  |  |  | 1
4141 | 33.8 | 27 |  |  |  |  | 1
4142 | 34.8 | 27 |  |  |  |  | 1
4143 | 34.4 | 27 |  |  |  |  | 1
4144 | 34.4 | 27 |  |  |  |  | 1
4145 | 34.9 | 27 |  |  |  |  | 1
4146 | 34.3 | 27 |  |  |  |  | 1
4147 | 32.5 | 27 |  |  |  |  | 1
4148 | 31.4 | 27 |  |  |  |  | 1
4149 | 30 | 27 |  |  |  |  | 1
4150 | 29.6 | 27 |  |  |  |  | 1
4151 | 29.5 | 27 |  |  |  |  | 1
4152 | 26 | 23.6 |  |  |  |  | 1
4153 | 23.5 | 21.1 |  |  |  |  | 1
4154 | 22 | 19.7 |  |  |  |  | 1
4155 | 20.4 | 18.1 |  |  |  |  | 1
4156 | 22 | 19.6 |  |  |  |  | 1
4157 | 23.3 | 21 |  |  |  |  | 1
4158 | 25 | 22.7 |  |  |  |  | 1
4159 | 24 | 21.7 |  |  |  |  | 1
4160 | 26.5 | 24.1 |  |  |  |  | 1
4161 | 26.8 | 24.4 |  |  |  |  | 1
4162 | 30 | 27 |  |  |  |  | 1
4163 | 30.3 | 27 |  |  |  |  | 1
4164 | 33.5 | 27 |  |  |  |  | 1
4165 | 33.6 | 27 |  |  |  |  | 1
4166 | 33.5 | 27 |  |  |  |  | 1
4167 | 36.7 | 27 |  |  |  |  | 1
4168 | 35.2 | 27 |  |  |  |  | 1
4169 | 34 | 27 |  |  |  |  | 1
4170 | 35 | 27 |  |  |  |  | 1
4171 | 35.3 | 27 |  |  |  |  | 1
4172 | 32 | 27 |  |  |  |  | 1
4173 | 32.2 | 27 |  |  |  |  | 1
4174 | 29.3 | 27 |  |  |  |  | 1
4175 | 26.9 | 24.6 |  |  |  |  | 1
4176 | 24.5 | 22.1 |  |  |  |  | 1
4177 | 22.9 | 20.6 |  |  |  |  | 1
4178 | 24.7 | 22.3 |  |  |  |  | 1
4179 | 23 | 20.7 |  |  |  |  | 1
4180 | 23.7 | 21.4 |  |  |  |  | 1
4181 | 21.8 | 19.5 |  |  |  |  | 1
4182 | 24.1 | 21.7 |  |  |  |  | 1
4183 | 25.5 | 23.1 |  |  |  |  | 1
4184 | 23.9 | 21.5 |  |  |  |  | 1
4185 | 26.7 | 24.4 |  |  |  |  | 1
4186 | 29.8 | 27 |  |  |  |  | 1
4187 | 29.2 | 26.9 |  |  |  |  | 1
4188 | 32.5 | 27 |  |  |  |  | 1
4189 | 33.7 | 27 |  |  |  |  | 1
4190 | 35.1 | 27 |  |  |  |  | 1
4191 | 36.7 | 27 |  |  |  |  | 1
4192 | 35 | 27 |  |  |  |  | 1
4193 | 33.3 | 27 |  |  |  |  | 1
4194 | 34.2 | 27 |  |  |  |  | 1
4195 | 34.7 | 27 |  |  |  |  | 1
4196 | 32.4 | 27 |  |  |  |  | 1
4197 | 29.4 | 27 |  |  |  |  | 1
4198 | 29.6 | 27 |  |  |  |  | 1
4199 | 27.7 | 25.3 |  |  |  |  | 1
4200 | 24.4 | 22 |  |  |  |  | 1
4201 | 22.9 | 20.6 |  |  |  |  | 1
4202 | 22.1 | 19.8 |  |  |  |  | 1
4203 | 23.4 | 21.1 |  |  |  |  | 1
4204 | 22 | 19.7 |  |  |  |  | 1
4205 | 22.5 | 20.2 |  |  |  |  | 1
4206 | 24.2 | 21.9 |  |  |  |  | 1
4207 | 21.6 | 19.3 |  |  |  |  | 1
4208 | 25.6 | 23.3 |  |  |  |  | 1
4209 | 27.3 | 25 |  |  |  |  | 1
4210 | 29 | 26.7 |  |  |  |  | 1
4211 | 31.6 | 27 |  |  |  |  | 1
4212 | 33.1 | 27 |  |  |  |  | 1
4213 | 34.9 | 27 |  |  |  |  | 1
4214 | 34.4 | 27 |  |  |  |  | 1
4215 | 35.9 | 27 |  |  |  |  | 1
4216 | 35.7 | 27 |  |  |  |  | 1
4217 | 37.2 | 27 |  |  |  |  | 1
4218 | 32.6 | 27 |  |  |  |  | 1
4219 | 33.1 | 27 |  |  |  |  | 1
4220 | 31.7 | 27 |  |  |  |  | 1
4221 | 30.6 | 27 |  |  |  |  | 1
4222 | 30.6 | 27 |  |  |  |  | 1
4223 | 27.2 | 24.9 |  |  |  |  | 1
4224 | 25.1 | 22.8 |  |  |  |  | 1
4225 | 23.7 | 21.4 |  |  |  |  | 1
4226 | 23.3 | 21 |  |  |  |  | 1
4227 | 22.6 | 20.3 |  |  |  |  | 1
4228 | 24.7 | 22.4 |  |  |  |  | 1
4229 | 22.7 | 20.4 |  |  |  |  | 1
4230 | 24.8 | 22.5 |  |  |  |  | 1
4231 | 23.9 | 21.6 |  |  |  |  | 1
4232 | 26.7 | 24.4 |  |  |  |  | 1
4233 | 27.7 | 25.5 |  |  |  |  | 1
4234 | 29.1 | 26.9 |  |  |  |  | 1
4235 | 32.2 | 27 |  |  |  |  | 1
4236 | 31.6 | 27 |  |  |  |  | 1
4237 | 35.1 | 27 |  |  |  |  | 1
4238 | 35.4 | 27 |  |  |  |  | 1
4239 | 35.4 | 27 |  |  |  |  | 1
4240 | 35.9 | 27 |  |  |  |  | 1
4241 | 34.9 | 27 |  |  |  |  | 1
4242 | 36 | 27 |  |  |  |  | 1
4243 | 36.8 | 27 |  |  |  |  | 1
4244 | 32.3 | 27 |  |  |  |  | 1
4245 | 31.7 | 27 |  |  |  |  | 1
4246 | 31 | 27 |  |  |  |  | 1
4247 | 27.4 | 25.2 |  |  |  |  | 1
4248 | 26.2 | 23.9 |  |  |  |  | 1
4249 | 23.5 | 21.3 |  |  |  |  | 1
4250 | 23.4 | 21.2 |  |  |  |  | 1
4251 | 25.5 | 23.3 |  |  |  |  | 1
4252 | 22.4 | 20.1 |  |  |  |  | 1
4253 | 22.7 | 20.4 |  |  |  |  | 1
4254 | 24.5 | 22.3 |  |  |  |  | 1
4255 | 26.3 | 24 |  |  |  |  | 1
4256 | 27.1 | 24.8 |  |  |  |  | 1
4257 | 29.5 | 27 |  |  |  |  | 1
4258 | 28.3 | 26 |  |  |  |  | 1
4259 | 30.7 | 27 |  |  |  |  | 1
4260 | 30.8 | 27 |  |  |  |  | 1
4261 | 31.7 | 27 |  |  |  |  | 1
4262 | 32.9 | 27 |  |  |  |  | 1
4263 | 34.9 | 27 |  |  |  |  | 1
4264 | 33.4 | 27 |  |  |  |  | 1
4265 | 35.7 | 27 |  |  |  |  | 1
4266 | 35 | 27 |  |  |  |  | 1
4267 | 31.9 | 27 |  |  |  |  | 1
4268 | 33.7 | 27 |  |  |  |  | 1
4269 | 30.6 | 27 |  |  |  |  | 1
4270 | 27.4 | 25.2 |  |  |  |  | 1
4271 | 26.2 | 24 |  |  |  |  | 1
4272 | 27.9 | 25.7 |  |  |  |  | 1
4273 | 24.6 | 22.4 |  |  |  |  | 1
4274 | 22.4 | 20.2 |  |  |  |  | 1
4275 | 21.5 | 19.2 |  |  |  |  | 1
4276 | 20.3 | 18.1 |  |  |  |  | 1
4277 | 23.3 | 21.1 |  |  |  |  | 1
4278 | 23.9 | 21.6 |  |  |  |  | 1
4279 | 24 | 21.7 |  |  |  |  | 1
4280 | 26 | 23.8 |  |  |  |  | 1
4281 | 28.1 | 25.9 |  |  |  |  | 1
4282 | 29.2 | 27 |  |  |  |  | 1
4283 | 30.3 | 27 |  |  |  |  | 1
4284 | 31.1 | 27 |  |  |  |  | 1
4285 | 33.1 | 27 |  |  |  |  | 1
4286 | 36.9 | 27 |  |  |  |  | 1
4287 | 36.6 | 27 |  |  |  |  | 1
4288 | 34.7 | 27 |  |  |  |  | 1
4289 | 35.5 | 27 |  |  |  |  | 1
4290 | 36.4 | 27 |  |  |  |  | 1
4291 | 35.6 | 27 |  |  |  |  | 1
4292 | 33.9 | 27 |  |  |  |  | 1
4293 | 31.1 | 27 |  |  |  |  | 1
4294 | 30 | 27 |  |  |  |  | 1
4295 | 27 | 24.8 |  |  |  |  | 1
4296 | 25.4 | 23.2 |  |  |  |  | 1
4297 | 24 | 21.7 |  |  |  |  | 1
4298 | 25.8 | 23.5 |  |  |  |  | 1
4299 | 19.9 | 17.7 |  |  |  |  | 1
4300 | 22.7 | 20.5 |  |  |  |  | 1
4301 | 25.5 | 23.2 |  |  |  |  | 1
4302 | 24.1 | 21.9 |  |  |  |  | 1
4303 | 24.9 | 22.7 |  |  |  |  | 1
4304 | 24.7 | 22.5 |  |  |  |  | 1
4305 | 28.4 | 26.1 |  |  |  |  | 1
4306 | 30.2 | 27 |  |  |  |  | 1
4307 | 31.1 | 27 |  |  |  |  | 1
4308 | 31.6 | 27 |  |  |  |  | 1
4309 | 33.4 | 27 |  |  |  |  | 1
4310 | 33.3 | 27 |  |  |  |  | 1
4311 | 35.6 | 27 |  |  |  |  | 1
4312 | 35 | 27 |  |  |  |  | 1
4313 | 31.8 | 27 |  |  |  |  | 1
4314 | 34.1 | 27 |  |  |  |  | 1
4315 | 34.4 | 27 |  |  |  |  | 1
4316 | 32.2 | 27 |  |  |  |  | 1
4317 | 32.9 | 27 |  |  |  |  | 1
4318 | 30.7 | 27 |  |  |  |  | 1
4319 | 28.3 | 26 |  |  |  |  | 1
4320 | 26.5 | 24.3 |  |  |  |  | 1
4321 | 23.6 | 21.4 |  |  |  |  | 1
4322 | 23.1 | 21 |  |  |  |  | 1
4323 | 23 | 20.8 |  |  |  |  | 1
4324 | 22.1 | 19.9 |  |  |  |  | 1
4325 | 23.9 | 21.7 |  |  |  |  | 1
4326 | 23 | 20.8 |  |  |  |  | 1
4327 | 24.7 | 22.5 |  |  |  |  | 1
4328 | 26.5 | 24.3 |  |  |  |  | 1
4329 | 29.2 | 27 |  |  |  |  | 1
4330 | 29.3 | 27 |  |  |  |  | 1
4331 | 29.9 | 27 |  |  |  |  | 1
4332 | 32.7 | 27 |  |  |  |  | 1
4333 | 34.5 | 27 |  |  |  |  | 1
4334 | 36.4 | 27 |  |  |  |  | 1
4335 | 35.9 | 27 |  |  |  |  | 1
4336 | 35.9 | 27 |  |  |  |  | 1
4337 | 35.2 | 27 |  |  |  |  | 1
4338 | 34.8 | 27 |  |  |  |  | 1
4339 | 33.3 | 27 |  |  |  |  | 1
4340 | 32.1 | 27 |  |  |  |  | 1
4341 | 30.5 | 27 |  |  |  |  | 1
4342 | 28.4 | 26.2 |  |  |  |  | 1
4343 | 29.5 | 27 |  |  |  |  | 1
4344 | 24.4 | 22.3 |  |  |  |  | 1
4345 | 25.7 | 23.5 |  |  |  |  | 1
4346 | 23.6 | 21.4 |  |  |  |  | 1
4347 | 24.9 | 22.7 |  |  |  |  | 1
4348 | 21.5 | 19.3 |  |  |  |  | 1
4349 | 22.6 | 20.4 |  |  |  |  | 1
4350 | 22.7 | 20.6 |  |  |  |  | 1
4351 | 25.3 | 23.1 |  |  |  |  | 1
4352 | 26.4 | 24.2 |  |  |  |  | 1
4353 | 27.3 | 25.1 |  |  |  |  | 1
4354 | 29.1 | 26.9 |  |  |  |  | 1
4355 | 32.6 | 27 |  |  |  |  | 1
4356 | 31.7 | 27 |  |  |  |  | 1
4357 | 31.8 | 27 |  |  |  |  | 1
4358 | 36.3 | 27 |  |  |  |  | 1
4359 | 35.8 | 27 |  |  |  |  | 1
4360 | 35.7 | 27 |  |  |  |  | 1
4361 | 34.4 | 27 |  |  |  |  | 1
4362 | 36.4 | 27 |  |  |  |  | 1
4363 | 33.6 | 27 |  |  |  |  | 1
4364 | 31.5 | 27 |  |  |  |  | 1
4365 | 31 | 27 |  |  |  |  | 1
4366 | 29.1 | 26.9 |  |  |  |  | 1
4367 | 27.1 | 24.9 |  |  |  |  | 1
4368 | 25.8 | 23.7 |  |  |  |  | 1
4369 | 23.2 | 21.1 |  |  |  |  | 1
4370 | 24 | 21.8 |  |  |  |  | 1
4371 | 23.4 | 21.2 |  |  |  |  | 1
4372 | 22.1 | 19.9 |  |  |  |  | 1
4373 | 23.4 | 21.2 |  |  |  |  | 1
4374 | 25 | 22.9 |  |  |  |  | 1
4375 | 25.5 | 23.3 |  |  |  |  | 1
4376 | 25.9 | 23.7 |  |  |  |  | 1
4377 | 29.6 | 27 |  |  |  |  | 1
4378 | 28.9 | 26.7 |  |  |  |  | 1
4379 | 33.1 | 27 |  |  |  |  | 1
4380 | 31.9 | 27 |  |  |  |  | 1
4381 | 35.9 | 27 |  |  |  |  | 1
4382 | 35.7 | 27 |  |  |  |  | 1
4383 | 34.6 | 27 |  |  |  |  | 1
4384 | 35.4 | 27 |  |  |  |  | 1
4385 | 35.3 | 27 |  |  |  |  | 1
4386 | 36.2 | 27 |  |  |  |  | 1
4387 | 36.2 | 27 |  |  |  |  | 1
4388 | 32.2 | 27 |  |  |  |  | 1
4389 | 29.5 | 27 |  |  |  |  | 1
4390 | 31.6 | 27 |  |  |  |  | 1
4391 | 29 | 26.9 |  |  |  |  | 1
4392 | 25.9 | 23.8 |  |  |  |  | 1
4393 | 26.9 | 24.7 |  |  |  |  | 1
4394 | 21.2 | 19 |  |  |  |  | 1
4395 | 21.5 | 19.4 |  |  |  |  | 1
4396 | 22.4 | 20.2 |  |  |  |  | 1
4397 | 22.4 | 20.2 |  |  |  |  | 1
4398 | 24.7 | 22.5 |  |  |  |  | 1
4399 | 23.3 | 21.2 |  |  |  |  | 1
4400 | 25.2 | 23.1 |  |  |  |  | 1
4401 | 28.2 | 26 |  |  |  |  | 1
4402 | 29 | 26.9 |  |  |  |  | 1
4403 | 32.8 | 27 |  |  |  |  | 1
4404 | 33.1 | 27 |  |  |  |  | 1
4405 | 34.7 | 27 |  |  |  |  | 1
4406 | 36.5 | 27 |  |  |  |  | 1
4407 | 36.4 | 27 |  |  |  |  | 1
4408 | 35.3 | 27 |  |  |  |  | 1
4409 | 36.9 | 27 |  |  |  |  | 1
4410 | 36.8 | 27 |  |  |  |  | 1
4411 | 34 | 27 |  |  |  |  | 1
4412 | 33.2 | 27 |  |  |  |  | 1
4413 | 30.9 | 27 |  |  |  |  | 1
4414 | 29.9 | 27 |  |  |  |  | 1
4415 | 27.2 | 25.1 |  |  |  |  | 1
4416 | 26.4 | 24.3 |  |  |  |  | 1
4417 | 28.4 | 26.3 |  |  |  |  | 1
4418 | 24.3 | 22.2 |  |  |  |  | 1
4419 | 22.8 | 20.6 |  |  |  |  | 1
4420 | 23.2 | 21.1 |  |  |  |  | 1
4421 | 23.3 | 21.2 |  |  |  |  | 1
4422 | 22.6 | 20.5 |  |  |  |  | 1
4423 | 23.1 | 21 |  |  |  |  | 1
4424 | 25.3 | 23.1 |  |  |  |  | 1
4425 | 29.4 | 27 |  |  |  |  | 1
4426 | 31 | 27 |  |  |  |  | 1
4427 | 30.4 | 27 |  |  |  |  | 1
4428 | 30.8 | 27 |  |  |  |  | 1
4429 | 35.8 | 27 |  |  |  |  | 1
4430 | 32.6 | 27 |  |  |  |  | 1
4431 | 33.3 | 27 |  |  |  |  | 1
4432 | 35.3 | 27 |  |  |  |  | 1
4433 | 33.3 | 27 |  |  |  |  | 1
4434 | 36.1 | 27 |  |  |  |  | 1
4435 | 33.3 | 27 |  |  |  |  | 1
4436 | 33 | 27 |  |  |  |  | 1
4437 | 29.6 | 27 |  |  |  |  | 1
4438 | 30.3 | 27 |  |  |  |  | 1
4439 | 29 | 26.9 |  |  |  |  | 1
4440 | 28.1 | 26 |  |  |  |  | 1
4441 | 24 | 21.9 |  |  |  |  | 1
4442 | 24.1 | 22 |  |  |  |  | 1
4443 | 23.5 | 21.4 |  |  |  |  | 1
4444 | 22.8 | 20.7 |  |  |  |  | 1
4445 | 23.4 | 21.3 |  |  |  |  | 1
4446 | 24.4 | 22.3 |  |  |  |  | 1
4447 | 23.2 | 21.1 |  |  |  |  | 1
4448 | 28.3 | 26.2 |  |  |  |  | 1
4449 | 26.8 | 24.7 |  |  |  |  | 1
4450 | 30.8 | 27 |  |  |  |  | 1
4451 | 30.3 | 27 |  |  |  |  | 1
4452 | 32.9 | 27 |  |  |  |  | 1
4453 | 33.8 | 27 |  |  |  |  | 1
4454 | 34.7 | 27 |  |  |  |  | 1
4455 | 36.5 | 27 |  |  |  |  | 1
4456 | 36.1 | 27 |  |  |  |  | 1
4457 | 36.1 | 27 |  |  |  |  | 1
4458 | 34.8 | 27 |  |  |  |  | 1
4459 | 34.5 | 27 |  |  |  |  | 1
4460 | 31.7 | 27 |  |  |  |  | 1
4461 | 32.5 | 27 |  |  |  |  | 1
4462 | 30.5 | 27 |  |  |  |  | 1
4463 | 28.3 | 26.2 |  |  |  |  | 1
4464 | 28.6 | 26.5 |  |  |  |  | 1
4465 | 26.4 | 24.3 |  |  |  |  | 1
4466 | 24.5 | 22.4 |  |  |  |  | 1
4467 | 23.7 | 21.6 |  |  |  |  | 1
4468 | 22 | 19.9 |  |  |  |  | 1
4469 | 22.9 | 20.8 |  |  |  |  | 1
4470 | 23.5 | 21.4 |  |  |  |  | 1
4471 | 25.2 | 23.1 |  |  |  |  | 1
4472 | 26.8 | 24.7 |  |  |  |  | 1
4473 | 26.1 | 24 |  |  |  |  | 1
4474 | 32.7 | 27 |  |  |  |  | 1
4475 | 30.3 | 27 |  |  |  |  | 1
4476 | 32.7 | 27 |  |  |  |  | 1
4477 | 34.8 | 27 |  |  |  |  | 1
4478 | 35.1 | 27 |  |  |  |  | 1
4479 | 35 | 27 |  |  |  |  | 1
4480 | 37.4 | 27 |  |  |  |  | 1
4481 | 34 | 27 |  |  |  |  | 1
4482 | 37.2 | 27 |  |  |  |  | 1
4483 | 35.5 | 27 |  |  |  |  | 1
4484 | 30.9 | 27 |  |  |  |  | 1
4485 | 31.4 | 27 |  |  |  |  | 1
4486 | 28.4 | 26.3 |  |  |  |  | 1
4487 | 26.5 | 24.4 |  |  |  |  | 1
4488 | 28.3 | 26.2 |  |  |  |  | 1
4489 | 26 | 23.9 |  |  |  |  | 1
4490 | 25.5 | 23.4 |  |  |  |  | 1
4491 | 25.4 | 23.3 |  |  |  |  | 1
4492 | 23.1 | 21 |  |  |  |  | 1
4493 | 26.6 | 24.5 |  |  |  |  | 1
4494 | 24.9 | 22.9 |  |  |  |  | 1
4495 | 26.5 | 24.4 |  |  |  |  | 1
4496 | 26.7 | 24.6 |  |  |  |  | 1
4497 | 28.2 | 26.1 |  |  |  |  | 1
4498 | 30.1 | 27 |  |  |  |  | 1
4499 | 29.8 | 27 |  |  |  |  | 1
4500 | 35.7 | 27 |  |  |  |  | 1
4501 | 35.8 | 27 |  |  |  |  | 1
4502 | 35.3 | 27 |  |  |  |  | 1
4503 | 34.2 | 27 |  |  |  |  | 1
4504 | 32.4 | 27 |  |  |  |  | 1
4505 | 36.1 | 27 |  |  |  |  | 1
4506 | 36.2 | 27 |  |  |  |  | 1
4507 | 33.8 | 27 |  |  |  |  | 1
4508 | 31.7 | 27 |  |  |  |  | 1
4509 | 29.8 | 27 |  |  |  |  | 1
4510 | 29.8 | 27 |  |  |  |  | 1
4511 | 28 | 25.9 |  |  |  |  | 1
4512 | 25.3 | 23.2 |  |  |  |  | 1
4513 | 24.2 | 22.1 |  |  |  |  | 1
4514 | 23.7 | 21.6 |  |  |  |  | 1
4515 | 21.6 | 19.5 |  |  |  |  | 1
4516 | 23.5 | 21.4 |  |  |  |  | 1
4517 | 25.1 | 23 |  |  |  |  | 1
4518 | 26.4 | 24.4 |  |  |  |  | 1
4519 | 25.9 | 23.8 |  |  |  |  | 1
4520 | 25 | 22.9 |  |  |  |  | 1
4521 | 29.2 | 27 |  |  |  |  | 1
4522 | 31.3 | 27 |  |  |  |  | 1
4523 | 29.1 | 27 |  |  |  |  | 1
4524 | 32.9 | 27 |  |  |  |  | 1
4525 | 34.8 | 27 |  |  |  |  | 1
4526 | 34.1 | 27 |  |  |  |  | 1
4527 | 36 | 27 |  |  |  |  | 1
4528 | 35.9 | 27 |  |  |  |  | 1
4529 | 34.9 | 27 |  |  |  |  | 1
4530 | 35.4 | 27 |  |  |  |  | 1
4531 | 35.6 | 27 |  |  |  |  | 1
4532 | 31 | 27 |  |  |  |  | 1
4533 | 29.2 | 27 |  |  |  |  | 1
4534 | 30.1 | 27 |  |  |  |  | 1
4535 | 27.6 | 25.5 |  |  |  |  | 1
4536 | 28.6 | 26.6 |  |  |  |  | 1
4537 | 25.8 | 23.7 |  |  |  |  | 1
4538 | 23.8 | 21.7 |  |  |  |  | 1
4539 | 24.6 | 22.5 |  |  |  |  | 1
4540 | 23.9 | 21.8 |  |  |  |  | 1
4541 | 23.2 | 21.2 |  |  |  |  | 1
4542 | 22.9 | 20.8 |  |  |  |  | 1
4543 | 26.9 | 24.8 |  |  |  |  | 1
4544 | 28.5 | 26.4 |  |  |  |  | 1
4545 | 27.4 | 25.3 |  |  |  |  | 1
4546 | 31.8 | 27 |  |  |  |  | 1
4547 | 30.6 | 27 |  |  |  |  | 1
4548 | 31.2 | 27 |  |  |  |  | 1
4549 | 34.7 | 27 |  |  |  |  | 1
4550 | 37 | 27 |  |  |  |  | 1
4551 | 37.1 | 27 |  |  |  |  | 1
4552 | 38.1 | 27 |  |  |  |  | 1
4553 | 33.3 | 27 |  |  |  |  | 1
4554 | 33.9 | 27 |  |  |  |  | 1
4555 | 32.5 | 27 |  |  |  |  | 1
4556 | 31.7 | 27 |  |  |  |  | 1
4557 | 32.4 | 27 |  |  |  |  | 1
4558 | 29.9 | 27 |  |  |  |  | 1
4559 | 28.6 | 26.5 |  |  |  |  | 1
4560 | 27 | 24.9 |  |  |  |  | 1
4561 | 26.8 | 24.8 |  |  |  |  | 1
4562 | 25.2 | 23.1 |  |  |  |  | 1
4563 | 24.3 | 22.3 |  |  |  |  | 1
4564 | 23.5 | 21.4 |  |  |  |  | 1
4565 | 23.2 | 21.2 |  |  |  |  | 1
4566 | 26.3 | 24.2 |  |  |  |  | 1
4567 | 26.8 | 24.8 |  |  |  |  | 1
4568 | 25.7 | 23.7 |  |  |  |  | 1
4569 | 28.9 | 26.9 |  |  |  |  | 1
4570 | 29.7 | 27 |  |  |  |  | 1
4571 | 32.8 | 27 |  |  |  |  | 1
4572 | 35 | 27 |  |  |  |  | 1
4573 | 36.1 | 27 |  |  |  |  | 1
4574 | 35.8 | 27 |  |  |  |  | 1
4575 | 36 | 27 |  |  |  |  | 1
4576 | 34.5 | 27 |  |  |  |  | 1
4577 | 37.7 | 27 |  |  |  |  | 1
4578 | 33.8 | 27 |  |  |  |  | 1
4579 | 33.9 | 27 |  |  |  |  | 1
4580 | 33.2 | 27 |  |  |  |  | 1
4581 | 30.8 | 27 |  |  |  |  | 1
4582 | 30.1 | 27 |  |  |  |  | 1
4583 | 27 | 24.9 |  |  |  |  | 1
4584 | 27.8 | 25.7 |  |  |  |  | 1
4585 | 24.9 | 22.8 |  |  |  |  | 1
4586 | 22.1 | 20.1 |  |  |  |  | 1
4587 | 24.9 | 22.8 |  |  |  |  | 1
4588 | 22.3 | 20.3 |  |  |  |  | 1
4589 | 22.4 | 20.3 |  |  |  |  | 1
4590 | 24.7 | 22.7 |  |  |  |  | 1
4591 | 27.3 | 25.2 |  |  |  |  | 1
4592 | 28.7 | 26.6 |  |  |  |  | 1
4593 | 27.9 | 25.9 |  |  |  |  | 1
4594 | 30.9 | 27 |  |  |  |  | 1
4595 | 31.9 | 27 |  |  |  |  | 1
4596 | 35 | 27 |  |  |  |  | 1
4597 | 31.7 | 27 |  |  |  |  | 1
4598 | 34.8 | 27 |  |  |  |  | 1
4599 | 34 | 27 |  |  |  |  | 1
4600 | 36 | 27 |  |  |  |  | 1
4601 | 36.9 | 27 |  |  |  |  | 1
4602 | 35.7 | 27 |  |  |  |  | 1
4603 | 33.7 | 27 |  |  |  |  | 1
4604 | 31.9 | 27 |  |  |  |  | 1
4605 | 31.9 | 27 |  |  |  |  | 1
4606 | 31.4 | 27 |  |  |  |  | 1
4607 | 27.7 | 25.6 |  |  |  |  | 1
4608 | 28.3 | 26.2 |  |  |  |  | 1
4609 | 25.8 | 23.8 |  |  |  |  | 1
4610 | 22.2 | 20.2 |  |  |  |  | 1
4611 | 24.7 | 22.6 |  |  |  |  | 1
4612 | 22.8 | 20.8 |  |  |  |  | 1
4613 | 22.8 | 20.8 |  |  |  |  | 1
4614 | 24.5 | 22.5 |  |  |  |  | 1
4615 | 24.4 | 22.4 |  |  |  |  | 1
4616 | 27.5 | 25.4 |  |  |  |  | 1
4617 | 30.6 | 27 |  |  |  |  | 1
4618 | 33.2 | 27 |  |  |  |  | 1
4619 | 31.9 | 27 |  |  |  |  | 1
4620 | 32.5 | 27 |  |  |  |  | 1
4621 | 34.1 | 27 |  |  |  |  | 1
4622 | 34.5 | 27 |  |  |  |  | 1
4623 | 36.7 | 27 |  |  |  |  | 1
4624 | 36.6 | 27 |  |  |  |  | 1
4625 | 34.1 | 27 |  |  |  |  | 1
4626 | 34.8 | 27 |  |  |  |  | 1
4627 | 33.8 | 27 |  |  |  |  | 1
4628 | 33.1 | 27 |  |  |  |  | 1
4629 | 32.9 | 27 |  |  |  |  | 1
4630 | 30.2 | 27 |  |  |  |  | 1
4631 | 27.8 | 25.8 |  |  |  |  | 1
4632 | 27.6 | 25.5 |  |  |  |  | 1
4633 | 24.3 | 22.2 |  |  |  |  | 1
4634 | 24.4 | 22.4 |  |  |  |  | 1
4635 | 22.6 | 20.5 |  |  |  |  | 1
4636 | 21.2 | 19.2 |  |  |  |  | 1
4637 | 21.2 | 19.2 |  |  |  |  | 1
4638 | 26.4 | 24.3 |  |  |  |  | 1
4639 | 25.5 | 23.4 |  |  |  |  | 1
4640 | 26 | 24 |  |  |  |  | 1
4641 | 30.3 | 27 |  |  |  |  | 1
4642 | 31.9 | 27 |  |  |  |  | 1
4643 | 32 | 27 |  |  |  |  | 1
4644 | 33.3 | 27 |  |  |  |  | 1
4645 | 33.7 | 27 |  |  |  |  | 1
4646 | 33.6 | 27 |  |  |  |  | 1
4647 | 36.1 | 27 |  |  |  |  | 1
4648 | 34.1 | 27 |  |  |  |  | 1
4649 | 36.5 | 27 |  |  |  |  | 1
4650 | 33.4 | 27 |  |  |  |  | 1
4651 | 33.6 | 27 |  |  |  |  | 1
4652 | 32 | 27 |  |  |  |  | 1
4653 | 31.3 | 27 |  |  |  |  | 1
4654 | 30.3 | 27 |  |  |  |  | 1
4655 | 28.8 | 26.8 |  |  |  |  | 1
4656 | 26.4 | 24.4 |  |  |  |  | 1
4657 | 26.9 | 24.9 |  |  |  |  | 1
4658 | 25.1 | 23 |  |  |  |  | 1
4659 | 23.6 | 21.6 |  |  |  |  | 1
4660 | 21.4 | 19.3 |  |  |  |  | 1
4661 | 23.4 | 21.4 |  |  |  |  | 1
4662 | 23 | 21 |  |  |  |  | 1
4663 | 23.5 | 21.5 |  |  |  |  | 1
4664 | 27.5 | 25.5 |  |  |  |  | 1
4665 | 28.6 | 26.5 |  |  |  |  | 1
4666 | 31.6 | 27 |  |  |  |  | 1
4667 | 32.3 | 27 |  |  |  |  | 1
4668 | 34.6 | 27 |  |  |  |  | 1
4669 | 35 | 27 |  |  |  |  | 1
4670 | 36 | 27 |  |  |  |  | 1
4671 | 36 | 27 |  |  |  |  | 1
4672 | 35.8 | 27 |  |  |  |  | 1
4673 | 36.8 | 27 |  |  |  |  | 1
4674 | 32.2 | 27 |  |  |  |  | 1
4675 | 33.3 | 27 |  |  |  |  | 1
4676 | 33.8 | 27 |  |  |  |  | 1
4677 | 32 | 27 |  |  |  |  | 1
4678 | 29.2 | 27 |  |  |  |  | 1
4679 | 28.7 | 26.7 |  |  |  |  | 1
4680 | 26.7 | 24.6 |  |  |  |  | 1
4681 | 28.9 | 26.9 |  |  |  |  | 1
4682 | 25.2 | 23.2 |  |  |  |  | 1
4683 | 23.4 | 21.4 |  |  |  |  | 1
4684 | 23.8 | 21.8 |  |  |  |  | 1
4685 | 23.4 | 21.4 |  |  |  |  | 1
4686 | 23.1 | 21.1 |  |  |  |  | 1
4687 | 24.8 | 22.8 |  |  |  |  | 1
4688 | 25.5 | 23.5 |  |  |  |  | 1
4689 | 29.8 | 27 |  |  |  |  | 1
4690 | 31.5 | 27 |  |  |  |  | 1
4691 | 32.5 | 27 |  |  |  |  | 1
4692 | 34.9 | 27 |  |  |  |  | 1
4693 | 36.5 | 27 |  |  |  |  | 1
4694 | 35.1 | 27 |  |  |  |  | 1
4695 | 37.8 | 27 |  |  |  |  | 1
4696 | 36.7 | 27 |  |  |  |  | 1
4697 | 36 | 27 |  |  |  |  | 1
4698 | 34.9 | 27 |  |  |  |  | 1
4699 | 34.4 | 27 |  |  |  |  | 1
4700 | 31.5 | 27 |  |  |  |  | 1
4701 | 31.7 | 27 |  |  |  |  | 1
4702 | 30.5 | 27 |  |  |  |  | 1
4703 | 26.5 | 24.5 |  |  |  |  | 1
4704 | 27.6 | 25.6 |  |  |  |  | 1
4705 | 24.5 | 22.5 |  |  |  |  | 1
4706 | 23.7 | 21.6 |  |  |  |  | 1
4707 | 24.6 | 22.6 |  |  |  |  | 1
4708 | 21.9 | 19.9 |  |  |  |  | 1
4709 | 23.8 | 21.8 |  |  |  |  | 1
4710 | 26.2 | 24.2 |  |  |  |  | 1
4711 | 24.1 | 22.1 |  |  |  |  | 1
4712 | 29.2 | 27 |  |  |  |  | 1
4713 | 29.1 | 27 |  |  |  |  | 1
4714 | 32.4 | 27 |  |  |  |  | 1
4715 | 32.9 | 27 |  |  |  |  | 1
4716 | 32.4 | 27 |  |  |  |  | 1
4717 | 33 | 27 |  |  |  |  | 1
4718 | 37.1 | 27 |  |  |  |  | 1
4719 | 35.7 | 27 |  |  |  |  | 1
4720 | 33.8 | 27 |  |  |  |  | 1
4721 | 36 | 27 |  |  |  |  | 1
4722 | 34.2 | 27 |  |  |  |  | 1
4723 | 34.6 | 27 |  |  |  |  | 1
4724 | 34.2 | 27 |  |  |  |  | 1
4725 | 33.1 | 27 |  |  |  |  | 1
4726 | 29.1 | 27 |  |  |  |  | 1
4727 | 28.4 | 26.4 |  |  |  |  | 1
4728 | 29.3 | 27 |  |  |  |  | 1
4729 | 25.6 | 23.6 |  |  |  |  | 1
4730 | 25.5 | 23.5 |  |  |  |  | 1
4731 | 23.8 | 21.7 |  |  |  |  | 1
4732 | 22.8 | 20.8 |  |  |  |  | 1
4733 | 25.7 | 23.6 |  |  |  |  | 1
4734 | 23.7 | 21.7 |  |  |  |  | 1
4735 | 24.9 | 22.9 |  |  |  |  | 1
4736 | 27.7 | 25.7 |  |  |  |  | 1
4737 | 28.9 | 26.9 |  |  |  |  | 1
4738 | 30.4 | 27 |  |  |  |  | 1
4739 | 30.4 | 27 |  |  |  |  | 1
4740 | 31.4 | 27 |  |  |  |  | 1
4741 | 35.1 | 27 |  |  |  |  | 1
4742 | 35.2 | 27 |  |  |  |  | 1
4743 | 36 | 27 |  |  |  |  | 1
4744 | 37.3 | 27 |  |  |  |  | 1
4745 | 34 | 27 |  |  |  |  | 1
4746 | 35 | 27 |  |  |  |  | 1
4747 | 33.5 | 27 |  |  |  |  | 1
4748 | 33.5 | 27 |  |  |  |  | 1
4749 | 32.6 | 27 |  |  |  |  | 1
4750 | 28.7 | 26.7 |  |  |  |  | 1
4751 | 27.8 | 25.8 |  |  |  |  | 1
4752 | 29.4 | 27 |  |  |  |  | 1
4753 | 25.6 | 23.6 |  |  |  |  | 1
4754 | 23.2 | 21.2 |  |  |  |  | 1
4755 | 24.1 | 22.1 |  |  |  |  | 1
4756 | 24.9 | 22.9 |  |  |  |  | 1
4757 | 24.8 | 22.8 |  |  |  |  | 1
4758 | 22.5 | 20.5 |  |  |  |  | 1
4759 | 24.2 | 22.2 |  |  |  |  | 1
4760 | 27.3 | 25.3 |  |  |  |  | 1
4761 | 29.6 | 27 |  |  |  |  | 1
4762 | 31.3 | 27 |  |  |  |  | 1
4763 | 31.4 | 27 |  |  |  |  | 1
4764 | 33 | 27 |  |  |  |  | 1
4765 | 34.6 | 27 |  |  |  |  | 1
4766 | 35.9 | 27 |  |  |  |  | 1
4767 | 37.4 | 27 |  |  |  |  | 1
4768 | 34.5 | 27 |  |  |  |  | 1
4769 | 33.6 | 27 |  |  |  |  | 1
4770 | 37.7 | 27 |  |  |  |  | 1
4771 | 34.1 | 27 |  |  |  |  | 1
4772 | 34.3 | 27 |  |  |  |  | 1
4773 | 34.2 | 27 |  |  |  |  | 1
4774 | 30.8 | 27 |  |  |  |  | 1
4775 | 26.9 | 24.9 |  |  |  |  | 1
4776 | 26.2 | 24.2 |  |  |  |  | 1
4777 | 27.2 | 25.2 |  |  |  |  | 1
4778 | 25.6 | 23.6 |  |  |  |  | 1
4779 | 24.1 | 22 |  |  |  |  | 1
4780 | 22.8 | 20.8 |  |  |  |  | 1
4781 | 23.2 | 21.2 |  |  |  |  | 1
4782 | 23.2 | 21.2 |  |  |  |  | 1
4783 | 25.2 | 23.2 |  |  |  |  | 1
4784 | 26.9 | 24.9 |  |  |  |  | 1
4785 | 25.7 | 23.7 |  |  |  |  | 1
4786 | 28.8 | 26.8 |  |  |  |  | 1
4787 | 31.4 | 27 |  |  |  |  | 1
4788 | 36 | 27 |  |  |  |  | 1
4789 | 34 | 27 |  |  |  |  | 1
4790 | 35 | 27 |  |  |  |  | 1
4791 | 35.8 | 27 |  |  |  |  | 1
4792 | 37.1 | 27 |  |  |  |  | 1
4793 | 35.5 | 27 |  |  |  |  | 1
4794 | 36.1 | 27 |  |  |  |  | 1
4795 | 33.5 | 27 |  |  |  |  | 1
4796 | 30.8 | 27 |  |  |  |  | 1
4797 | 31.7 | 27 |  |  |  |  | 1
4798 | 30.3 | 27 |  |  |  |  | 1
4799 | 29.1 | 27 |  |  |  |  | 1
4800 | 27.9 | 25.9 |  |  |  |  | 1
4801 | 25.3 | 23.3 |  |  |  |  | 1
4802 | 23.8 | 21.8 |  |  |  |  | 1
4803 | 22.2 | 20.2 |  |  |  |  | 1
4804 | 22.8 | 20.8 |  |  |  |  | 1
4805 | 23.3 | 21.3 |  |  |  |  | 1
4806 | 25.1 | 23.1 |  |  |  |  | 1
4807 | 24.1 | 22.1 |  |  |  |  | 1
4808 | 27.6 | 25.6 |  |  |  |  | 1
4809 | 26.7 | 24.7 |  |  |  |  | 1
4810 | 30.1 | 27 |  |  |  |  | 1
4811 | 31.8 | 27 |  |  |  |  | 1
4812 | 32.3 | 27 |  |  |  |  | 1
4813 | 34.8 | 27 |  |  |  |  | 1
4814 | 36.4 | 27 |  |  |  |  | 1
4815 | 36.6 | 27 |  |  |  |  | 1
4816 | 33.9 | 27 |  |  |  |  | 1
4817 | 33 | 27 |  |  |  |  | 1
4818 | 36.1 | 27 |  |  |  |  | 1
4819 | 35.7 | 27 |  |  |  |  | 1
4820 | 35.3 | 27 |  |  |  |  | 1
4821 | 33.1 | 27 |  |  |  |  | 1
4822 | 31.9 | 27 |  |  |  |  | 1
4823 | 27.4 | 25.4 |  |  |  |  | 1
4824 | 27 | 25 |  |  |  |  | 1
4825 | 22.7 | 20.7 |  |  |  |  | 1
4826 | 24.3 | 22.3 |  |  |  |  | 1
4827 | 24.5 | 22.5 |  |  |  |  | 1
4828 | 23.9 | 21.9 |  |  |  |  | 1
4829 | 25 | 23 |  |  |  |  | 1
4830 | 23.8 | 21.8 |  |  |  |  | 1
4831 | 24.7 | 22.7 |  |  |  |  | 1
4832 | 27.6 | 25.6 |  |  |  |  | 1
4833 | 29.5 | 27 |  |  |  |  | 1
4834 | 30.5 | 27 |  |  |  |  | 1
4835 | 33 | 27 |  |  |  |  | 1
4836 | 33.3 | 27 |  |  |  |  | 1
4837 | 36.3 | 27 |  |  |  |  | 1
4838 | 35.5 | 27 |  |  |  |  | 1
4839 | 36.9 | 27 |  |  |  |  | 1
4840 | 37 | 27 |  |  |  |  | 1
4841 | 33.5 | 27 |  |  |  |  | 1
4842 | 35.6 | 27 |  |  |  |  | 1
4843 | 32.8 | 27 |  |  |  |  | 1
4844 | 32.9 | 27 |  |  |  |  | 1
4845 | 29.5 | 27 |  |  |  |  | 1
4846 | 29.7 | 27 |  |  |  |  | 1
4847 | 28.3 | 26.3 |  |  |  |  | 1
4848 | 29.1 | 27 |  |  |  |  | 1
4849 | 24.6 | 22.6 |  |  |  |  | 1
4850 | 25.4 | 23.4 |  |  |  |  | 1
4851 | 24.1 | 22.1 |  |  |  |  | 1
4852 | 23 | 21 |  |  |  |  | 1
4853 | 20.7 | 18.7 |  |  |  |  | 1
4854 | 25.5 | 23.5 |  |  |  |  | 1
4855 | 26.6 | 24.6 |  |  |  |  | 1
4856 | 29.6 | 27 |  |  |  |  | 1
4857 | 26.3 | 24.3 |  |  |  |  | 1
4858 | 29.3 | 27 |  |  |  |  | 1
4859 | 31.7 | 27 |  |  |  |  | 1
4860 | 32.5 | 27 |  |  |  |  | 1
4861 | 34.3 | 27 |  |  |  |  | 1
4862 | 37.3 | 27 |  |  |  |  | 1
4863 | 37.3 | 27 |  |  |  |  | 1
4864 | 35.5 | 27 |  |  |  |  | 1
4865 | 37 | 27 |  |  |  |  | 1
4866 | 34.2 | 27 |  |  |  |  | 1
4867 | 33.9 | 27 |  |  |  |  | 1
4868 | 31.4 | 27 |  |  |  |  | 1
4869 | 31.9 | 27 |  |  |  |  | 1
4870 | 32.5 | 27 |  |  |  |  | 1
4871 | 26.4 | 24.4 |  |  |  |  | 1
4872 | 26.1 | 24.1 |  |  |  |  | 1
4873 | 25.5 | 23.5 |  |  |  |  | 1
4874 | 24.4 | 22.4 |  |  |  |  | 1
4875 | 23.4 | 21.4 |  |  |  |  | 1
4876 | 25 | 23 |  |  |  |  | 1
4877 | 24.5 | 22.5 |  |  |  |  | 1
4878 | 24.9 | 22.9 |  |  |  |  | 1
4879 | 25.2 | 23.2 |  |  |  |  | 1
4880 | 25.2 | 23.2 |  |  |  |  | 1
4881 | 30.5 | 27 |  |  |  |  | 1
4882 | 31.1 | 27 |  |  |  |  | 1
4883 | 33.4 | 27 |  |  |  |  | 1
4884 | 32.5 | 27 |  |  |  |  | 1
4885 | 35.2 | 27 |  |  |  |  | 1
4886 | 36.1 | 27 |  |  |  |  | 1
4887 | 36.1 | 27 |  |  |  |  | 1
4888 | 38.8 | 27 |  |  |  |  | 1
4889 | 35.9 | 27 |  |  |  |  | 1
4890 | 35.9 | 27 |  |  |  |  | 1
4891 | 34.9 | 27 |  |  |  |  | 1
4892 | 33.1 | 27 |  |  |  |  | 1
4893 | 32.2 | 27 |  |  |  |  | 1
4894 | 33.2 | 27 |  |  |  |  | 1
4895 | 27.2 | 25.2 |  |  |  |  | 1
4896 | 27.1 | 25.1 |  |  |  |  | 1
4897 | 25.4 | 23.4 |  |  |  |  | 1
4898 | 22.9 | 20.9 |  |  |  |  | 1
4899 | 23.8 | 21.8 |  |  |  |  | 1
4900 | 25.4 | 23.4 |  |  |  |  | 1
4901 | 22 | 20 |  |  |  |  | 1
4902 | 25 | 23 |  |  |  |  | 1
4903 | 23.4 | 21.4 |  |  |  |  | 1
4904 | 26.6 | 24.6 |  |  |  |  | 1
4905 | 28.1 | 26.1 |  |  |  |  | 1
4906 | 30.6 | 27 |  |  |  |  | 1
4907 | 34.1 | 27 |  |  |  |  | 1
4908 | 34 | 27 |  |  |  |  | 1
4909 | 34.9 | 27 |  |  |  |  | 1
4910 | 35.6 | 27 |  |  |  |  | 1
4911 | 37.9 | 27 |  |  |  |  | 1
4912 | 36.3 | 27 |  |  |  |  | 1
4913 | 36.5 | 27 |  |  |  |  | 1
4914 | 35.3 | 27 |  |  |  |  | 1
4915 | 33.1 | 27 |  |  |  |  | 1
4916 | 34.1 | 27 |  |  |  |  | 1
4917 | 31.1 | 27 |  |  |  |  | 1
4918 | 28.4 | 26.4 |  |  |  |  | 1
4919 | 29.8 | 27 |  |  |  |  | 1
4920 | 26.1 | 24.1 |  |  |  |  | 1
4921 | 26.2 | 24.2 |  |  |  |  | 1
4922 | 25.5 | 23.5 |  |  |  |  | 1
4923 | 22 | 20 |  |  |  |  | 1
4924 | 23.7 | 21.7 |  |  |  |  | 1
4925 | 23.1 | 21 |  |  |  |  | 1
4926 | 24.2 | 22.2 |  |  |  |  | 1
4927 | 25.1 | 23.1 |  |  |  |  | 1
4928 | 24.5 | 22.5 |  |  |  |  | 1
4929 | 29.4 | 27 |  |  |  |  | 1
4930 | 28.4 | 26.4 |  |  |  |  | 1
4931 | 29.3 | 27 |  |  |  |  | 1
4932 | 32.4 | 27 |  |  |  |  | 1
4933 | 35.3 | 27 |  |  |  |  | 1
4934 | 36.1 | 27 |  |  |  |  | 1
4935 | 36.8 | 27 |  |  |  |  | 1
4936 | 36 | 27 |  |  |  |  | 1
4937 | 37.5 | 27 |  |  |  |  | 1
4938 | 37.3 | 27 |  |  |  |  | 1
4939 | 34.5 | 27 |  |  |  |  | 1
4940 | 33.8 | 27 |  |  |  |  | 1
4941 | 31.2 | 27 |  |  |  |  | 1
4942 | 29.8 | 27 |  |  |  |  | 1
4943 | 30.5 | 27 |  |  |  |  | 1
4944 | 27.4 | 25.4 |  |  |  |  | 1
4945 | 27.1 | 25.1 |  |  |  |  | 1
4946 | 22.6 | 20.6 |  |  |  |  | 1
4947 | 24.6 | 22.6 |  |  |  |  | 1
4948 | 22.9 | 20.9 |  |  |  |  | 1
4949 | 25.1 | 23.1 |  |  |  |  | 1
4950 | 25.6 | 23.6 |  |  |  |  | 1
4951 | 25.9 | 23.9 |  |  |  |  | 1
4952 | 27 | 25 |  |  |  |  | 1
4953 | 29.8 | 27 |  |  |  |  | 1
4954 | 28.8 | 26.7 |  |  |  |  | 1
4955 | 32.2 | 27 |  |  |  |  | 1
4956 | 30.6 | 27 |  |  |  |  | 1
4957 | 35.1 | 27 |  |  |  |  | 1
4958 | 35.9 | 27 |  |  |  |  | 1
4959 | 34.9 | 27 |  |  |  |  | 1
4960 | 35.4 | 27 |  |  |  |  | 1
4961 | 37.9 | 27 |  |  |  |  | 1
4962 | 35.7 | 27 |  |  |  |  | 1
4963 | 36.9 | 27 |  |  |  |  | 1
4964 | 33.2 | 27 |  |  |  |  | 1
4965 | 30.4 | 27 |  |  |  |  | 1
4966 | 31.4 | 27 |  |  |  |  | 1
4967 | 27.6 | 25.6 |  |  |  |  | 1
4968 | 26.7 | 24.7 |  |  |  |  | 1
4969 | 26.3 | 24.3 |  |  |  |  | 1
4970 | 23.7 | 21.7 |  |  |  |  | 1
4971 | 23.8 | 21.7 |  |  |  |  | 1
4972 | 21.6 | 19.6 |  |  |  |  | 1
4973 | 24.8 | 22.8 |  |  |  |  | 1
4974 | 23.8 | 21.8 |  |  |  |  | 1
4975 | 25.1 | 23.1 |  |  |  |  | 1
4976 | 27.2 | 25.2 |  |  |  |  | 1
4977 | 27.3 | 25.3 |  |  |  |  | 1
4978 | 30.5 | 27 |  |  |  |  | 1
4979 | 30.8 | 27 |  |  |  |  | 1
4980 | 31.6 | 27 |  |  |  |  | 1
4981 | 35.5 | 27 |  |  |  |  | 1
4982 | 34.1 | 27 |  |  |  |  | 1
4983 | 36.1 | 27 |  |  |  |  | 1
4984 | 35.8 | 27 |  |  |  |  | 1
4985 | 34.2 | 27 |  |  |  |  | 1
4986 | 36.4 | 27 |  |  |  |  | 1
4987 | 35.1 | 27 |  |  |  |  | 1
4988 | 34.8 | 27 |  |  |  |  | 1
4989 | 31.8 | 27 |  |  |  |  | 1
4990 | 29.9 | 27 |  |  |  |  | 1
4991 | 29.4 | 27 |  |  |  |  | 1
4992 | 26.2 | 24.2 |  |  |  |  | 1
4993 | 26.7 | 24.7 |  |  |  |  | 1
4994 | 23.7 | 21.7 |  |  |  |  | 1
4995 | 24 | 22 |  |  |  |  | 1
4996 | 21.9 | 19.9 |  |  |  |  | 1
4997 | 24.7 | 22.7 |  |  |  |  | 1
4998 | 24.7 | 22.7 |  |  |  |  | 1
4999 | 26.3 | 24.3 |  |  |  |  | 1
5000 | 28.7 | 26.7 |  |  |  |  | 1
5001 | 28.1 | 26.1 |  |  |  |  | 1
5002 | 27.9 | 25.9 |  |  |  |  | 1
5003 | 31.8 | 27 |  |  |  |  | 1
5004 | 34.2 | 27 |  |  |  |  | 1
5005 | 34.9 | 27 |  |  |  |  | 1
5006 | 33.1 | 27 |  |  |  |  | 1
5007 | 36.1 | 27 |  |  |  |  | 1
5008 | 34.4 | 27 |  |  |  |  | 1
5009 | 34.9 | 27 |  |  |  |  | 1
5010 | 34.4 | 27 |  |  |  |  | 1
5011 | 33.1 | 27 |  |  |  |  | 1
5012 | 31.9 | 27 |  |  |  |  | 1
5013 | 33.4 | 27 |  |  |  |  | 1
5014 | 30.1 | 27 |  |  |  |  | 1
5015 | 27.7 | 25.6 |  |  |  |  | 1
5016 | 25.9 | 23.8 |  |  |  |  | 1
5017 | 26.1 | 24.1 |  |  |  |  | 1
5018 | 25.8 | 23.8 |  |  |  |  | 1
5019 | 21.1 | 19.1 |  |  |  |  | 1
5020 | 24.1 | 22.1 |  |  |  |  | 1
5021 | 24.7 | 22.6 |  |  |  |  | 1
5022 | 26.3 | 24.3 |  |  |  |  | 1
5023 | 26.5 | 24.5 |  |  |  |  | 1
5024 | 30.4 | 27 |  |  |  |  | 1
5025 | 29.9 | 27 |  |  |  |  | 1
5026 | 30.8 | 27 |  |  |  |  | 1
5027 | 34.1 | 27 |  |  |  |  | 1
5028 | 33.1 | 27 |  |  |  |  | 1
5029 | 34 | 27 |  |  |  |  | 1
5030 | 34 | 27 |  |  |  |  | 1
5031 | 35.8 | 27 |  |  |  |  | 1
5032 | 34.7 | 27 |  |  |  |  | 1
5033 | 36.7 | 27 |  |  |  |  | 1
5034 | 34.2 | 27 |  |  |  |  | 1
5035 | 32.2 | 27 |  |  |  |  | 1
5036 | 32.3 | 27 |  |  |  |  | 1
5037 | 31.5 | 27 |  |  |  |  | 1
5038 | 29.8 | 27 |  |  |  |  | 1
5039 | 28.4 | 26.3 |  |  |  |  | 1
5040 | 27.5 | 25.5 |  |  |  |  | 1
5041 | 25.1 | 23 |  |  |  |  | 1
5042 | 25 | 23 |  |  |  |  | 1
5043 | 23.3 | 21.2 |  |  |  |  | 1
5044 | 22 | 20 |  |  |  |  | 1
5045 | 23.6 | 21.6 |  |  |  |  | 1
5046 | 24.2 | 22.2 |  |  |  |  | 1
5047 | 26 | 24 |  |  |  |  | 1
5048 | 26.5 | 24.5 |  |  |  |  | 1
5049 | 29.6 | 27 |  |  |  |  | 1
5050 | 28.1 | 26 |  |  |  |  | 1
5051 | 30 | 27 |  |  |  |  | 1
5052 | 33.2 | 27 |  |  |  |  | 1
5053 | 35.9 | 27 |  |  |  |  | 1
5054 | 34.9 | 27 |  |  |  |  | 1
5055 | 37.2 | 27 |  |  |  |  | 1
5056 | 37.4 | 27 |  |  |  |  | 1
5057 | 34.5 | 27 |  |  |  |  | 1
5058 | 35 | 27 |  |  |  |  | 1
5059 | 33.9 | 27 |  |  |  |  | 1
5060 | 33.7 | 27 |  |  |  |  | 1
5061 | 32.7 | 27 |  |  |  |  | 1
5062 | 29.4 | 27 |  |  |  |  | 1
5063 | 27.4 | 25.4 |  |  |  |  | 1
5064 | 25.9 | 23.9 |  |  |  |  | 1
5065 | 26 | 23.9 |  |  |  |  | 1
5066 | 23.3 | 21.3 |  |  |  |  | 1
5067 | 22.9 | 20.9 |  |  |  |  | 1
5068 | 23.2 | 21.1 |  |  |  |  | 1
5069 | 24.7 | 22.7 |  |  |  |  | 1
5070 | 24.1 | 22.1 |  |  |  |  | 1
5071 | 26.8 | 24.7 |  |  |  |  | 1
5072 | 26.9 | 24.9 |  |  |  |  | 1
5073 | 28.5 | 26.4 |  |  |  |  | 1
5074 | 30.2 | 27 |  |  |  |  | 1
5075 | 30.1 | 27 |  |  |  |  | 1
5076 | 34.2 | 27 |  |  |  |  | 1
5077 | 35.3 | 27 |  |  |  |  | 1
5078 | 34.3 | 27 |  |  |  |  | 1
5079 | 37.2 | 27 |  |  |  |  | 1
5080 | 37.8 | 27 |  |  |  |  | 1
5081 | 35.2 | 27 |  |  |  |  | 1
5082 | 35.2 | 27 |  |  |  |  | 1
5083 | 34.4 | 27 |  |  |  |  | 1
5084 | 33.1 | 27 |  |  |  |  | 1
5085 | 32.1 | 27 |  |  |  |  | 1
5086 | 29.4 | 27 |  |  |  |  | 1
5087 | 28.7 | 26.7 |  |  |  |  | 1
5088 | 27 | 25 |  |  |  |  | 1
5089 | 24.3 | 22.3 |  |  |  |  | 1
5090 | 23.9 | 21.9 |  |  |  |  | 1
5091 | 23.3 | 21.2 |  |  |  |  | 1
5092 | 25.4 | 23.4 |  |  |  |  | 1
5093 | 21.8 | 19.7 |  |  |  |  | 1
5094 | 25.2 | 23.1 |  |  |  |  | 1
5095 | 25.7 | 23.7 |  |  |  |  | 1
5096 | 27.9 | 25.8 |  |  |  |  | 1
5097 | 28.8 | 26.7 |  |  |  |  | 1
5098 | 28.4 | 26.4 |  |  |  |  | 1
5099 | 31.4 | 27 |  |  |  |  | 1
5100 | 32.8 | 27 |  |  |  |  | 1
5101 | 33.6 | 27 |  |  |  |  | 1
5102 | 35.3 | 27 |  |  |  |  | 1
5103 | 34.8 | 27 |  |  |  |  | 1
5104 | 33.5 | 27 |  |  |  |  | 1
5105 | 36.2 | 27 |  |  |  |  | 1
5106 | 34.2 | 27 |  |  |  |  | 1
5107 | 33.8 | 27 |  |  |  |  | 1
5108 | 31.5 | 27 |  |  |  |  | 1
5109 | 31.3 | 27 |  |  |  |  | 1
5110 | 29.3 | 27 |  |  |  |  | 1
5111 | 27.5 | 25.5 |  |  |  |  | 1
5112 | 27.7 | 25.7 |  |  |  |  | 1
5113 | 24.5 | 22.4 |  |  |  |  | 1
5114 | 22.8 | 20.7 |  |  |  |  | 1
5115 | 23.8 | 21.7 |  |  |  |  | 1
5116 | 23.5 | 21.5 |  |  |  |  | 1
5117 | 22.9 | 20.8 |  |  |  |  | 1
5118 | 23.8 | 21.8 |  |  |  |  | 1
5119 | 23.4 | 21.3 |  |  |  |  | 1
5120 | 25.4 | 23.3 |  |  |  |  | 1
5121 | 29.3 | 27 |  |  |  |  | 1
5122 | 29.6 | 27 |  |  |  |  | 1
5123 | 31.7 | 27 |  |  |  |  | 1
5124 | 35.1 | 27 |  |  |  |  | 1
5125 | 34.5 | 27 |  |  |  |  | 1
5126 | 37 | 27 |  |  |  |  | 1
5127 | 35.9 | 27 |  |  |  |  | 1
5128 | 33.7 | 27 |  |  |  |  | 1
5129 | 37.6 | 27 |  |  |  |  | 1
5130 | 36.5 | 27 |  |  |  |  | 1
5131 | 35 | 27 |  |  |  |  | 1
5132 | 34.8 | 27 |  |  |  |  | 1
5133 | 30.9 | 27 |  |  |  |  | 1
5134 | 30.1 | 27 |  |  |  |  | 1
5135 | 27.7 | 25.7 |  |  |  |  | 1
5136 | 27.8 | 25.7 |  |  |  |  | 1
5137 | 23.1 | 21.1 |  |  |  |  | 1
5138 | 24.8 | 22.7 |  |  |  |  | 1
5139 | 22.5 | 20.5 |  |  |  |  | 1
5140 | 22.3 | 20.3 |  |  |  |  | 1
5141 | 22.2 | 20.1 |  |  |  |  | 1
5142 | 23.9 | 21.9 |  |  |  |  | 1
5143 | 24.9 | 22.8 |  |  |  |  | 1
5144 | 27.2 | 25.1 |  |  |  |  | 1
5145 | 27.6 | 25.6 |  |  |  |  | 1
5146 | 28.4 | 26.3 |  |  |  |  | 1
5147 | 32 | 27 |  |  |  |  | 1
5148 | 32.5 | 27 |  |  |  |  | 1
5149 | 33.5 | 27 |  |  |  |  | 1
5150 | 34 | 27 |  |  |  |  | 1
5151 | 33.4 | 27 |  |  |  |  | 1
5152 | 33.7 | 27 |  |  |  |  | 1
5153 | 35.3 | 27 |  |  |  |  | 1
5154 | 35 | 27 |  |  |  |  | 1
5155 | 33.6 | 27 |  |  |  |  | 1
5156 | 34.4 | 27 |  |  |  |  | 1
5157 | 31.8 | 27 |  |  |  |  | 1
5158 | 28.1 | 26 |  |  |  |  | 1
5159 | 28.9 | 26.9 |  |  |  |  | 1
5160 | 27.2 | 25.1 |  |  |  |  | 1
5161 | 26.5 | 24.4 |  |  |  |  | 1
5162 | 25.4 | 23.4 |  |  |  |  | 1
5163 | 24.2 | 22.1 |  |  |  |  | 1
5164 | 25.9 | 23.8 |  |  |  |  | 1
5165 | 24.4 | 22.3 |  |  |  |  | 1
5166 | 25.1 | 23 |  |  |  |  | 1
5167 | 26.2 | 24.1 |  |  |  |  | 1
5168 | 25.6 | 23.5 |  |  |  |  | 1
5169 | 30.5 | 27 |  |  |  |  | 1
5170 | 29.1 | 27 |  |  |  |  | 1
5171 | 31.2 | 27 |  |  |  |  | 1
5172 | 35 | 27 |  |  |  |  | 1
5173 | 34.7 | 27 |  |  |  |  | 1
5174 | 34.4 | 27 |  |  |  |  | 1
5175 | 36 | 27 |  |  |  |  | 1
5176 | 36.9 | 27 |  |  |  |  | 1
5177 | 35.9 | 27 |  |  |  |  | 1
5178 | 35.2 | 27 |  |  |  |  | 1
5179 | 36.3 | 27 |  |  |  |  | 1
5180 | 33.2 | 27 |  |  |  |  | 1
5181 | 31.6 | 27 |  |  |  |  | 1
5182 | 31.7 | 27 |  |  |  |  | 1
5183 | 27.5 | 25.4 |  |  |  |  | 1
5184 | 25.9 | 23.8 |  |  |  |  | 1
5185 | 26 | 23.9 |  |  |  |  | 1
5186 | 26.4 | 24.3 |  |  |  |  | 1
5187 | 23.7 | 21.6 |  |  |  |  | 1
5188 | 24.7 | 22.6 |  |  |  |  | 1
5189 | 22.2 | 20.1 |  |  |  |  | 1
5190 | 22.7 | 20.6 |  |  |  |  | 1
5191 | 24.2 | 22.2 |  |  |  |  | 1
5192 | 28.4 | 26.3 |  |  |  |  | 1
5193 | 28.3 | 26.2 |  |  |  |  | 1
5194 | 28.9 | 26.8 |  |  |  |  | 1
5195 | 30.7 | 27 |  |  |  |  | 1
5196 | 32.7 | 27 |  |  |  |  | 1
5197 | 34.1 | 27 |  |  |  |  | 1
5198 | 33 | 27 |  |  |  |  | 1
5199 | 35.2 | 27 |  |  |  |  | 1
5200 | 35 | 27 |  |  |  |  | 1
5201 | 36.2 | 27 |  |  |  |  | 1
5202 | 36.9 | 27 |  |  |  |  | 1
5203 | 36.1 | 27 |  |  |  |  | 1
5204 | 34.3 | 27 |  |  |  |  | 1
5205 | 32 | 27 |  |  |  |  | 1
5206 | 28.7 | 26.6 |  |  |  |  | 1
5207 | 26.4 | 24.3 |  |  |  |  | 1
5208 | 27.7 | 25.6 |  |  |  |  | 1
5209 | 25.9 | 23.8 |  |  |  |  | 1
5210 | 22.4 | 20.3 |  |  |  |  | 1
5211 | 22 | 19.9 |  |  |  |  | 1
5212 | 23.9 | 21.8 |  |  |  |  | 1
5213 | 19.2 | 17.1 |  |  |  |  | 1
5214 | 25.3 | 23.2 |  |  |  |  | 1
5215 | 24 | 21.9 |  |  |  |  | 1
5216 | 26.2 | 24 |  |  |  |  | 1
5217 | 29.8 | 27 |  |  |  |  | 1
5218 | 32.4 | 27 |  |  |  |  | 1
5219 | 30.8 | 27 |  |  |  |  | 1
5220 | 32.9 | 27 |  |  |  |  | 1
5221 | 34.4 | 27 |  |  |  |  | 1
5222 | 35.8 | 27 |  |  |  |  | 1
5223 | 33.4 | 27 |  |  |  |  | 1
5224 | 35.3 | 27 |  |  |  |  | 1
5225 | 35 | 27 |  |  |  |  | 1
5226 | 34.6 | 27 |  |  |  |  | 1
5227 | 34.5 | 27 |  |  |  |  | 1
5228 | 35.2 | 27 |  |  |  |  | 1
5229 | 33.7 | 27 |  |  |  |  | 1
5230 | 29.7 | 27 |  |  |  |  | 1
5231 | 26.6 | 24.5 |  |  |  |  | 1
5232 | 24 | 21.9 |  |  |  |  | 1
5233 | 23.7 | 21.6 |  |  |  |  | 1
5234 | 26.2 | 24 |  |  |  |  | 1
5235 | 22.8 | 20.7 |  |  |  |  | 1
5236 | 22.4 | 20.3 |  |  |  |  | 1
5237 | 22.1 | 20 |  |  |  |  | 1
5238 | 22.6 | 20.5 |  |  |  |  | 1
5239 | 25.5 | 23.4 |  |  |  |  | 1
5240 | 27.4 | 25.3 |  |  |  |  | 1
5241 | 27.6 | 25.5 |  |  |  |  | 1
5242 | 29.6 | 27 |  |  |  |  | 1
5243 | 31.6 | 27 |  |  |  |  | 1
5244 | 32.3 | 27 |  |  |  |  | 1
5245 | 33.5 | 27 |  |  |  |  | 1
5246 | 35 | 27 |  |  |  |  | 1
5247 | 35.1 | 27 |  |  |  |  | 1
5248 | 35 | 27 |  |  |  |  | 1
5249 | 35.5 | 27 |  |  |  |  | 1
5250 | 34.2 | 27 |  |  |  |  | 1
5251 | 32.7 | 27 |  |  |  |  | 1
5252 | 34.3 | 27 |  |  |  |  | 1
5253 | 30.1 | 27 |  |  |  |  | 1
5254 | 30.4 | 27 |  |  |  |  | 1
5255 | 28.8 | 26.7 |  |  |  |  | 1
5256 | 26.3 | 24.2 |  |  |  |  | 1
5257 | 23.2 | 21 |  |  |  |  | 1
5258 | 25.4 | 23.3 |  |  |  |  | 1
5259 | 23.9 | 21.7 |  |  |  |  | 1
5260 | 22.8 | 20.6 |  |  |  |  | 1
5261 | 25.8 | 23.7 |  |  |  |  | 1
5262 | 25.1 | 23 |  |  |  |  | 1
5263 | 24.9 | 22.8 |  |  |  |  | 1
5264 | 24.7 | 22.5 |  |  |  |  | 1
5265 | 28.2 | 26.1 |  |  |  |  | 1
5266 | 31.9 | 27 |  |  |  |  | 1
5267 | 27.7 | 25.5 |  |  |  |  | 1
5268 | 34 | 27 |  |  |  |  | 1
5269 | 33.6 | 27 |  |  |  |  | 1
5270 | 35.5 | 27 |  |  |  |  | 1
5271 | 36.6 | 27 |  |  |  |  | 1
5272 | 35.6 | 27 |  |  |  |  | 1
5273 | 36.6 | 27 |  |  |  |  | 1
5274 | 35.1 | 27 |  |  |  |  | 1
5275 | 33.4 | 27 |  |  |  |  | 1
5276 | 34.6 | 27 |  |  |  |  | 1
5277 | 33.4 | 27 |  |  |  |  | 1
5278 | 29.8 | 27 |  |  |  |  | 1
5279 | 26.4 | 24.3 |  |  |  |  | 1
5280 | 25.5 | 23.4 |  |  |  |  | 1
5281 | 24.5 | 22.3 |  |  |  |  | 1
5282 | 23.1 | 20.9 |  |  |  |  | 1
5283 | 23.3 | 21.2 |  |  |  |  | 1
5284 | 24.1 | 21.9 |  |  |  |  | 1
5285 | 23.9 | 21.7 |  |  |  |  | 1
5286 | 24.2 | 22 |  |  |  |  | 1
5287 | 27.1 | 24.9 |  |  |  |  | 1
5288 | 28.5 | 26.4 |  |  |  |  | 1
5289 | 28.8 | 26.7 |  |  |  |  | 1
5290 | 30.5 | 27 |  |  |  |  | 1
5291 | 33 | 27 |  |  |  |  | 1
5292 | 32.2 | 27 |  |  |  |  | 1
5293 | 35.3 | 27 |  |  |  |  | 1
5294 | 34.9 | 27 |  |  |  |  | 1
5295 | 35.8 | 27 |  |  |  |  | 1
5296 | 34.7 | 27 |  |  |  |  | 1
5297 | 33.7 | 27 |  |  |  |  | 1
5298 | 36.2 | 27 |  |  |  |  | 1
5299 | 33.7 | 27 |  |  |  |  | 1
5300 | 33.5 | 27 |  |  |  |  | 1
5301 | 31.1 | 27 |  |  |  |  | 1
5302 | 29.9 | 27 |  |  |  |  | 1
5303 | 26.8 | 24.6 |  |  |  |  | 1
5304 | 26.6 | 24.4 |  |  |  |  | 1
5305 | 24.6 | 22.4 |  |  |  |  | 1
5306 | 24.5 | 22.3 |  |  |  |  | 1
5307 | 25 | 22.9 |  |  |  |  | 1
5308 | 21.8 | 19.7 |  |  |  |  | 1
5309 | 24.2 | 22.1 |  |  |  |  | 1
5310 | 22.8 | 20.6 |  |  |  |  | 1
5311 | 24.9 | 22.7 |  |  |  |  | 1
5312 | 25 | 22.9 |  |  |  |  | 1
5313 | 28 | 25.8 |  |  |  |  | 1
5314 | 29.1 | 26.9 |  |  |  |  | 1
5315 | 32.3 | 27 |  |  |  |  | 1
5316 | 34.9 | 27 |  |  |  |  | 1
5317 | 34.3 | 27 |  |  |  |  | 1
5318 | 35.7 | 27 |  |  |  |  | 1
5319 | 35.6 | 27 |  |  |  |  | 1
5320 | 34.3 | 27 |  |  |  |  | 1
5321 | 34.5 | 27 |  |  |  |  | 1
5322 | 36.3 | 27 |  |  |  |  | 1
5323 | 33 | 27 |  |  |  |  | 1
5324 | 32.8 | 27 |  |  |  |  | 1
5325 | 33.4 | 27 |  |  |  |  | 1
5326 | 32.4 | 27 |  |  |  |  | 1
5327 | 28.3 | 26.1 |  |  |  |  | 1
5328 | 27.8 | 25.7 |  |  |  |  | 1
5329 | 23 | 20.8 |  |  |  |  | 1
5330 | 22.3 | 20.1 |  |  |  |  | 1
5331 | 21 | 18.8 |  |  |  |  | 1
5332 | 21.3 | 19.1 |  |  |  |  | 1
5333 | 22.2 | 20 |  |  |  |  | 1
5334 | 24.4 | 22.2 |  |  |  |  | 1
5335 | 23.9 | 21.7 |  |  |  |  | 1
5336 | 26 | 23.9 |  |  |  |  | 1
5337 | 29.6 | 27 |  |  |  |  | 1
5338 | 27.6 | 25.4 |  |  |  |  | 1
5339 | 33.7 | 27 |  |  |  |  | 1
5340 | 31.7 | 27 |  |  |  |  | 1
5341 | 34.8 | 27 |  |  |  |  | 1
5342 | 33.2 | 27 |  |  |  |  | 1
5343 | 35 | 27 |  |  |  |  | 1
5344 | 35.3 | 27 |  |  |  |  | 1
5345 | 37.7 | 27 |  |  |  |  | 1
5346 | 33.1 | 27 |  |  |  |  | 1
5347 | 33.1 | 27 |  |  |  |  | 1
5348 | 32.8 | 27 |  |  |  |  | 1
5349 | 30.1 | 27 |  |  |  |  | 1
5350 | 29.7 | 27 |  |  |  |  | 1
5351 | 26.8 | 24.6 |  |  |  |  | 1
5352 | 28.6 | 26.5 |  |  |  |  | 1
5353 | 25.6 | 23.4 |  |  |  |  | 1
5354 | 22.4 | 20.2 |  |  |  |  | 1
5355 | 23.1 | 20.9 |  |  |  |  | 1
5356 | 22.1 | 19.9 |  |  |  |  | 1
5357 | 22.7 | 20.5 |  |  |  |  | 1
5358 | 21.5 | 19.3 |  |  |  |  | 1
5359 | 24.3 | 22.1 |  |  |  |  | 1
5360 | 25.6 | 23.4 |  |  |  |  | 1
5361 | 28.1 | 25.9 |  |  |  |  | 1
5362 | 29.7 | 27 |  |  |  |  | 1
5363 | 31.5 | 27 |  |  |  |  | 1
5364 | 34.6 | 27 |  |  |  |  | 1
5365 | 31.8 | 27 |  |  |  |  | 1
5366 | 34.3 | 27 |  |  |  |  | 1
5367 | 34.6 | 27 |  |  |  |  | 1
5368 | 34.1 | 27 |  |  |  |  | 1
5369 | 36.7 | 27 |  |  |  |  | 1
5370 | 35.3 | 27 |  |  |  |  | 1
5371 | 34.4 | 27 |  |  |  |  | 1
5372 | 34.8 | 27 |  |  |  |  | 1
5373 | 32.4 | 27 |  |  |  |  | 1
5374 | 29.2 | 26.9 |  |  |  |  | 1
5375 | 29.4 | 27 |  |  |  |  | 1
5376 | 24.3 | 22.1 |  |  |  |  | 1
5377 | 23.4 | 21.2 |  |  |  |  | 1
5378 | 24.2 | 22 |  |  |  |  | 1
5379 | 23.8 | 21.6 |  |  |  |  | 1
5380 | 22.3 | 20.1 |  |  |  |  | 1
5381 | 22.3 | 20.1 |  |  |  |  | 1
5382 | 25 | 22.7 |  |  |  |  | 1
5383 | 24.7 | 22.4 |  |  |  |  | 1
5384 | 24 | 21.8 |  |  |  |  | 1
5385 | 28.8 | 26.6 |  |  |  |  | 1
5386 | 31.1 | 27 |  |  |  |  | 1
5387 | 31.1 | 27 |  |  |  |  | 1
5388 | 31 | 27 |  |  |  |  | 1
5389 | 32.7 | 27 |  |  |  |  | 1
5390 | 34.6 | 27 |  |  |  |  | 1
5391 | 32.7 | 27 |  |  |  |  | 1
5392 | 35 | 27 |  |  |  |  | 1
5393 | 34.8 | 27 |  |  |  |  | 1
5394 | 36.1 | 27 |  |  |  |  | 1
5395 | 33.7 | 27 |  |  |  |  | 1
5396 | 31.8 | 27 |  |  |  |  | 1
5397 | 29.4 | 27 |  |  |  |  | 1
5398 | 28.7 | 26.5 |  |  |  |  | 1
5399 | 29.3 | 27 |  |  |  |  | 1
5400 | 26.2 | 24 |  |  |  |  | 1
5401 | 22.2 | 19.9 |  |  |  |  | 1
5402 | 24.2 | 21.9 |  |  |  |  | 1
5403 | 21.9 | 19.7 |  |  |  |  | 1
5404 | 23.8 | 21.5 |  |  |  |  | 1
5405 | 22.1 | 19.8 |  |  |  |  | 1
5406 | 23.6 | 21.4 |  |  |  |  | 1
5407 | 24.9 | 22.7 |  |  |  |  | 1
5408 | 25.7 | 23.5 |  |  |  |  | 1
5409 | 28.5 | 26.3 |  |  |  |  | 1
5410 | 29.7 | 27 |  |  |  |  | 1
5411 | 29.9 | 27 |  |  |  |  | 1
5412 | 32.5 | 27 |  |  |  |  | 1
5413 | 35.2 | 27 |  |  |  |  | 1
5414 | 35.3 | 27 |  |  |  |  | 1
5415 | 35 | 27 |  |  |  |  | 1
5416 | 35.1 | 27 |  |  |  |  | 1
5417 | 36 | 27 |  |  |  |  | 1
5418 | 34.7 | 27 |  |  |  |  | 1
5419 | 34 | 27 |  |  |  |  | 1
5420 | 32.3 | 27 |  |  |  |  | 1
5421 | 32.3 | 27 |  |  |  |  | 1
5422 | 30.4 | 27 |  |  |  |  | 1
5423 | 27 | 24.8 |  |  |  |  | 1
5424 | 24.5 | 22.3 |  |  |  |  | 1
5425 | 23.5 | 21.2 |  |  |  |  | 1
5426 | 21.9 | 19.7 |  |  |  |  | 1
5427 | 20.5 | 18.3 |  |  |  |  | 1
5428 | 23.4 | 21.1 |  |  |  |  | 1
5429 | 22.4 | 20.1 |  |  |  |  | 1
5430 | 25.3 | 23 |  |  |  |  | 1
5431 | 25.8 | 23.6 |  |  |  |  | 1
5432 | 28 | 25.7 |  |  |  |  | 1
5433 | 26.6 | 24.3 |  |  |  |  | 1
5434 | 28.4 | 26.1 |  |  |  |  | 1
5435 | 31.1 | 27 |  |  |  |  | 1
5436 | 32.3 | 27 |  |  |  |  | 1
5437 | 33.7 | 27 |  |  |  |  | 1
5438 | 36.8 | 27 |  |  |  |  | 1
5439 | 35.3 | 27 |  |  |  |  | 1
5440 | 36.9 | 27 |  |  |  |  | 1
5441 | 35 | 27 |  |  |  |  | 1
5442 | 34.2 | 27 |  |  |  |  | 1
5443 | 32.9 | 27 |  |  |  |  | 1
5444 | 31.6 | 27 |  |  |  |  | 1
5445 | 29.5 | 27 |  |  |  |  | 1
5446 | 27.9 | 25.6 |  |  |  |  | 1
5447 | 29 | 26.7 |  |  |  |  | 1
5448 | 25.6 | 23.4 |  |  |  |  | 1
5449 | 23.6 | 21.3 |  |  |  |  | 1
5450 | 23.8 | 21.5 |  |  |  |  | 1
5451 | 23 | 20.7 |  |  |  |  | 1
5452 | 24.3 | 22 |  |  |  |  | 1
5453 | 24.2 | 21.9 |  |  |  |  | 1
5454 | 24.4 | 22.1 |  |  |  |  | 1
5455 | 24.5 | 22.2 |  |  |  |  | 1
5456 | 25.9 | 23.6 |  |  |  |  | 1
5457 | 27.3 | 25 |  |  |  |  | 1
5458 | 30.7 | 27 |  |  |  |  | 1
5459 | 33 | 27 |  |  |  |  | 1
5460 | 32.6 | 27 |  |  |  |  | 1
5461 | 34.6 | 27 |  |  |  |  | 1
5462 | 33.7 | 27 |  |  |  |  | 1
5463 | 35.7 | 27 |  |  |  |  | 1
5464 | 36.1 | 27 |  |  |  |  | 1
5465 | 34.7 | 27 |  |  |  |  | 1
5466 | 34.7 | 27 |  |  |  |  | 1
5467 | 34.7 | 27 |  |  |  |  | 1
5468 | 32.8 | 27 |  |  |  |  | 1
5469 | 31.7 | 27 |  |  |  |  | 1
5470 | 30.1 | 27 |  |  |  |  | 1
5471 | 29.1 | 26.8 |  |  |  |  | 1
5472 | 27 | 24.7 |  |  |  |  | 1
5473 | 23.4 | 21.1 |  |  |  |  | 1
5474 | 22.6 | 20.3 |  |  |  |  | 1
5475 | 21.8 | 19.5 |  |  |  |  | 1
5476 | 19.3 | 17 |  |  |  |  | 1
5477 | 22.8 | 20.5 |  |  |  |  | 1
5478 | 22.1 | 19.8 |  |  |  |  | 1
5479 | 24.6 | 22.3 |  |  |  |  | 1
5480 | 25.7 | 23.4 |  |  |  |  | 1
5481 | 28.3 | 26 |  |  |  |  | 1
5482 | 28.8 | 26.5 |  |  |  |  | 1
5483 | 30.5 | 27 |  |  |  |  | 1
5484 | 30.9 | 27 |  |  |  |  | 1
5485 | 34.9 | 27 |  |  |  |  | 1
5486 | 32.1 | 27 |  |  |  |  | 1
5487 | 38 | 27 |  |  |  |  | 1
5488 | 37.7 | 27 |  |  |  |  | 1
5489 | 34.1 | 27 |  |  |  |  | 1
5490 | 33.7 | 27 |  |  |  |  | 1
5491 | 32.4 | 27 |  |  |  |  | 1
5492 | 32.2 | 27 |  |  |  |  | 1
5493 | 32.3 | 27 |  |  |  |  | 1
5494 | 31.2 | 27 |  |  |  |  | 1
5495 | 27.3 | 25 |  |  |  |  | 1
5496 | 23.5 | 21.2 |  |  |  |  | 1
5497 | 25.5 | 23.2 |  |  |  |  | 1
5498 | 24.6 | 22.3 |  |  |  |  | 1
5499 | 20.9 | 18.6 |  |  |  |  | 1
5500 | 21.6 | 19.3 |  |  |  |  | 1
5501 | 22.8 | 20.5 |  |  |  |  | 1
5502 | 23.8 | 21.4 |  |  |  |  | 1
5503 | 25.4 | 23 |  |  |  |  | 1
5504 | 26.6 | 24.3 |  |  |  |  | 1
5505 | 27.8 | 25.5 |  |  |  |  | 1
5506 | 30.4 | 27 |  |  |  |  | 1
5507 | 31 | 27 |  |  |  |  | 1
5508 | 33.3 | 27 |  |  |  |  | 1
5509 | 34.3 | 27 |  |  |  |  | 1
5510 | 36 | 27 |  |  |  |  | 1
5511 | 34 | 27 |  |  |  |  | 1
5512 | 35.6 | 27 |  |  |  |  | 1
5513 | 34.2 | 27 |  |  |  |  | 1
5514 | 32.1 | 27 |  |  |  |  | 1
5515 | 32 | 27 |  |  |  |  | 1
5516 | 30.9 | 27 |  |  |  |  | 1
5517 | 30.1 | 27 |  |  |  |  | 1
5518 | 27.6 | 25.2 |  |  |  |  | 1
5519 | 26.3 | 24 |  |  |  |  | 1
5520 | 26.6 | 24.3 |  |  |  |  | 1
5521 | 26.4 | 24.1 |  |  |  |  | 1
5522 | 24 | 21.6 |  |  |  |  | 1
5523 | 23.7 | 21.4 |  |  |  |  | 1
5524 | 21.6 | 19.2 |  |  |  |  | 1
5525 | 24.1 | 21.8 |  |  |  |  | 1
5526 | 21.9 | 19.5 |  |  |  |  | 1
5527 | 23.6 | 21.2 |  |  |  |  | 1
5528 | 28.5 | 26.2 |  |  |  |  | 1
5529 | 27.8 | 25.4 |  |  |  |  | 1
5530 | 27.7 | 25.4 |  |  |  |  | 1
5531 | 31.7 | 27 |  |  |  |  | 1
5532 | 31.4 | 27 |  |  |  |  | 1
5533 | 32.9 | 27 |  |  |  |  | 1
5534 | 34.8 | 27 |  |  |  |  | 1
5535 | 34.7 | 27 |  |  |  |  | 1
5536 | 34.5 | 27 |  |  |  |  | 1
5537 | 36.7 | 27 |  |  |  |  | 1
5538 | 32.1 | 27 |  |  |  |  | 1
5539 | 33.5 | 27 |  |  |  |  | 1
5540 | 32.1 | 27 |  |  |  |  | 1
5541 | 30.1 | 27 |  |  |  |  | 1
5542 | 31.1 | 27 |  |  |  |  | 1
5543 | 27.2 | 24.9 |  |  |  |  | 1
5544 | 26 | 23.6 |  |  |  |  | 1
5545 | 25.3 | 22.9 |  |  |  |  | 1
5546 | 25.1 | 22.7 |  |  |  |  | 1
5547 | 20.6 | 18.2 |  |  |  |  | 1
5548 | 21.5 | 19.1 |  |  |  |  | 1
5549 | 23.4 | 21 |  |  |  |  | 1
5550 | 24 | 21.6 |  |  |  |  | 1
5551 | 25.3 | 22.9 |  |  |  |  | 1
5552 | 26.2 | 23.8 |  |  |  |  | 1
5553 | 28.6 | 26.2 |  |  |  |  | 1
5554 | 28.1 | 25.7 |  |  |  |  | 1
5555 | 32.4 | 27 |  |  |  |  | 1
5556 | 30.6 | 27 |  |  |  |  | 1
5557 | 31.7 | 27 |  |  |  |  | 1
5558 | 33.6 | 27 |  |  |  |  | 1
5559 | 35.2 | 27 |  |  |  |  | 1
5560 | 34.2 | 27 |  |  |  |  | 1
5561 | 32.9 | 27 |  |  |  |  | 1
5562 | 35.7 | 27 |  |  |  |  | 1
5563 | 32.4 | 27 |  |  |  |  | 1
5564 | 33.6 | 27 |  |  |  |  | 1
5565 | 31.3 | 27 |  |  |  |  | 1
5566 | 28.1 | 25.7 |  |  |  |  | 1
5567 | 26.6 | 24.3 |  |  |  |  | 1
5568 | 29.2 | 26.8 |  |  |  |  | 1
5569 | 24.3 | 21.9 |  |  |  |  | 1
5570 | 22.6 | 20.2 |  |  |  |  | 1
5571 | 21.8 | 19.4 |  |  |  |  | 1
5572 | 23.5 | 21.1 |  |  |  |  | 1
5573 | 22 | 19.6 |  |  |  |  | 1
5574 | 23.8 | 21.3 |  |  |  |  | 1
5575 | 23 | 20.6 |  |  |  |  | 1
5576 | 26.3 | 23.9 |  |  |  |  | 1
5577 | 27.5 | 25.1 |  |  |  |  | 1
5578 | 28.6 | 26.2 |  |  |  |  | 1
5579 | 31.4 | 27 |  |  |  |  | 1
5580 | 32.1 | 27 |  |  |  |  | 1
5581 | 33.4 | 27 |  |  |  |  | 1
5582 | 35.5 | 27 |  |  |  |  | 1
5583 | 34.1 | 27 |  |  |  |  | 1
5584 | 34.5 | 27 |  |  |  |  | 1
5585 | 32.9 | 27 |  |  |  |  | 1
5586 | 35.7 | 27 |  |  |  |  | 1
5587 | 34.9 | 27 |  |  |  |  | 1
5588 | 32.3 | 27 |  |  |  |  | 1
5589 | 30 | 27 |  |  |  |  | 1
5590 | 29.8 | 27 |  |  |  |  | 1
5591 | 28.8 | 26.4 |  |  |  |  | 1
5592 | 24 | 21.5 |  |  |  |  | 1
5593 | 23.6 | 21.1 |  |  |  |  | 1
5594 | 26.8 | 24.3 |  |  |  |  | 1
5595 | 20.8 | 18.4 |  |  |  |  | 1
5596 | 21.7 | 19.3 |  |  |  |  | 1
5597 | 21.1 | 18.6 |  |  |  |  | 1
5598 | 25.7 | 23.3 |  |  |  |  | 1
5599 | 25.4 | 23 |  |  |  |  | 1
5600 | 26.7 | 24.3 |  |  |  |  | 1
5601 | 27.2 | 24.8 |  |  |  |  | 1
5602 | 28.4 | 26 |  |  |  |  | 1
5603 | 30.3 | 27 |  |  |  |  | 1
5604 | 32.4 | 27 |  |  |  |  | 1
5605 | 31.7 | 27 |  |  |  |  | 1
5606 | 34.7 | 27 |  |  |  |  | 1
5607 | 33.9 | 27 |  |  |  |  | 1
5608 | 34.5 | 27 |  |  |  |  | 1
5609 | 33.8 | 27 |  |  |  |  | 1
5610 | 32.3 | 27 |  |  |  |  | 1
5611 | 31.2 | 27 |  |  |  |  | 1
5612 | 32.3 | 27 |  |  |  |  | 1
5613 | 31.3 | 27 |  |  |  |  | 1
5614 | 29.3 | 26.9 |  |  |  |  | 1
5615 | 27.1 | 24.6 |  |  |  |  | 1
5616 | 24 | 21.5 |  |  |  |  | 1
5617 | 24.6 | 22.1 |  |  |  |  | 1
5618 | 23.3 | 20.8 |  |  |  |  | 1
5619 | 22.8 | 20.3 |  |  |  |  | 1
5620 | 20.6 | 18.1 |  |  |  |  | 1
5621 | 23.4 | 20.9 |  |  |  |  | 1
5622 | 24.9 | 22.4 |  |  |  |  | 1
5623 | 23.5 | 21 |  |  |  |  | 1
5624 | 25.6 | 23.1 |  |  |  |  | 1
5625 | 27 | 24.6 |  |  |  |  | 1
5626 | 30.6 | 27 |  |  |  |  | 1
5627 | 29 | 26.5 |  |  |  |  | 1
5628 | 30.1 | 27 |  |  |  |  | 1
5629 | 32.6 | 27 |  |  |  |  | 1
5630 | 35.7 | 27 |  |  |  |  | 1
5631 | 37 | 27 |  |  |  |  | 1
5632 | 35.1 | 27 |  |  |  |  | 1
5633 | 33.2 | 27 |  |  |  |  | 1
5634 | 34.3 | 27 |  |  |  |  | 1
5635 | 33.7 | 27 |  |  |  |  | 1
5636 | 29.8 | 27 |  |  |  |  | 1
5637 | 31.3 | 27 |  |  |  |  | 1
5638 | 29.3 | 26.8 |  |  |  |  | 1
5639 | 26.6 | 24.2 |  |  |  |  | 1
5640 | 26 | 23.5 |  |  |  |  | 1
5641 | 24 | 21.5 |  |  |  |  | 1
5642 | 22.7 | 20.3 |  |  |  |  | 1
5643 | 20.6 | 18.1 |  |  |  |  | 1
5644 | 23 | 20.5 |  |  |  |  | 1
5645 | 23.5 | 21 |  |  |  |  | 1
5646 | 23.9 | 21.4 |  |  |  |  | 1
5647 | 23.7 | 21.2 |  |  |  |  | 1
5648 | 24.2 | 21.7 |  |  |  |  | 1
5649 | 28.3 | 25.8 |  |  |  |  | 1
5650 | 28 | 25.5 |  |  |  |  | 1
5651 | 27.7 | 25.2 |  |  |  |  | 1
5652 | 31.4 | 27 |  |  |  |  | 1
5653 | 31.2 | 27 |  |  |  |  | 1
5654 | 33.7 | 27 |  |  |  |  | 1
5655 | 34 | 27 |  |  |  |  | 1
5656 | 34.4 | 27 |  |  |  |  | 1
5657 | 34.6 | 27 |  |  |  |  | 1
5658 | 33.1 | 27 |  |  |  |  | 1
5659 | 30.7 | 27 |  |  |  |  | 1
5660 | 31.8 | 27 |  |  |  |  | 1
5661 | 31.3 | 27 |  |  |  |  | 1
5662 | 28.5 | 26.1 |  |  |  |  | 1
5663 | 28.2 | 25.7 |  |  |  |  | 1
5664 | 26.7 | 24.2 |  |  |  |  | 1
5665 | 22.7 | 20.2 |  |  |  |  | 1
5666 | 22.4 | 19.9 |  |  |  |  | 1
5667 | 23 | 20.5 |  |  |  |  | 1
5668 | 22.4 | 19.9 |  |  |  |  | 1
5669 | 21.9 | 19.4 |  |  |  |  | 1
5670 | 24.3 | 21.8 |  |  |  |  | 1
5671 | 22.1 | 19.6 |  |  |  |  | 1
5672 | 24.6 | 22.1 |  |  |  |  | 1
5673 | 27.2 | 24.6 |  |  |  |  | 1
5674 | 28.8 | 26.3 |  |  |  |  | 1
5675 | 30.1 | 27 |  |  |  |  | 1
5676 | 30.7 | 27 |  |  |  |  | 1
5677 | 31.5 | 27 |  |  |  |  | 1
5678 | 35.5 | 27 |  |  |  |  | 1
5679 | 32.8 | 27 |  |  |  |  | 1
5680 | 33.4 | 27 |  |  |  |  | 1
5681 | 36.2 | 27 |  |  |  |  | 1
5682 | 34.9 | 27 |  |  |  |  | 1
5683 | 33.2 | 27 |  |  |  |  | 1
5684 | 31.1 | 27 |  |  |  |  | 1
5685 | 30.1 | 27 |  |  |  |  | 1
5686 | 29 | 26.5 |  |  |  |  | 1
5687 | 25.6 | 23 |  |  |  |  | 1
5688 | 24.4 | 21.9 |  |  |  |  | 1
5689 | 24.3 | 21.7 |  |  |  |  | 1
5690 | 22 | 19.5 |  |  |  |  | 1
5691 | 21.8 | 19.2 |  |  |  |  | 1
5692 | 22.2 | 19.6 |  |  |  |  | 1
5693 | 23.2 | 20.6 |  |  |  |  | 1
5694 | 22.3 | 19.8 |  |  |  |  | 1
5695 | 23.5 | 21 |  |  |  |  | 1
5696 | 26.3 | 23.8 |  |  |  |  | 1
5697 | 25.6 | 23 |  |  |  |  | 1
5698 | 28 | 25.5 |  |  |  |  | 1
5699 | 31.1 | 27 |  |  |  |  | 1
5700 | 33.2 | 27 |  |  |  |  | 1
5701 | 32.6 | 27 |  |  |  |  | 1
5702 | 34.4 | 27 |  |  |  |  | 1
5703 | 32.7 | 27 |  |  |  |  | 1
5704 | 34.4 | 27 |  |  |  |  | 1
5705 | 35 | 27 |  |  |  |  | 1
5706 | 34.2 | 27 |  |  |  |  | 1
5707 | 34.3 | 27 |  |  |  |  | 1
5708 | 31.6 | 27 |  |  |  |  | 1
5709 | 28.2 | 25.6 |  |  |  |  | 1
5710 | 27.9 | 25.3 |  |  |  |  | 1
5711 | 29.3 | 26.8 |  |  |  |  | 1
5712 | 23.4 | 20.8 |  |  |  |  | 1
5713 | 23.2 | 20.7 |  |  |  |  | 1
5714 | 21.9 | 19.4 |  |  |  |  | 1
5715 | 20.6 | 18 |  |  |  |  | 1
5716 | 21.7 | 19.1 |  |  |  |  | 1
5717 | 21.3 | 18.7 |  |  |  |  | 1
5718 | 21.8 | 19.2 |  |  |  |  | 1
5719 | 23.2 | 20.6 |  |  |  |  | 1
5720 | 26.3 | 23.7 |  |  |  |  | 1
5721 | 24.4 | 21.8 |  |  |  |  | 1
5722 | 30.1 | 27 |  |  |  |  | 1
5723 | 30.7 | 27 |  |  |  |  | 1
5724 | 32.6 | 27 |  |  |  |  | 1
5725 | 33 | 27 |  |  |  |  | 1
5726 | 34 | 27 |  |  |  |  | 1
5727 | 35.2 | 27 |  |  |  |  | 1
5728 | 34.2 | 27 |  |  |  |  | 1
5729 | 34 | 27 |  |  |  |  | 1
5730 | 34.2 | 27 |  |  |  |  | 1
5731 | 34.3 | 27 |  |  |  |  | 1
5732 | 32.4 | 27 |  |  |  |  | 1
5733 | 28.8 | 26.2 |  |  |  |  | 1
5734 | 28.2 | 25.7 |  |  |  |  | 1
5735 | 28.6 | 26 |  |  |  |  | 1
5736 | 24 | 21.4 |  |  |  |  | 1
5737 | 21.3 | 18.7 |  |  |  |  | 1
5738 | 25 | 22.4 |  |  |  |  | 1
5739 | 19.7 | 17.1 |  |  |  |  | 1
5740 | 21.7 | 19.1 |  |  |  |  | 1
5741 | 22.6 | 20 |  |  |  |  | 1
5742 | 24.3 | 21.7 |  |  |  |  | 1
5743 | 23.8 | 21.2 |  |  |  |  | 1
5744 | 24.9 | 22.3 |  |  |  |  | 1
5745 | 27.8 | 25.2 |  |  |  |  | 1
5746 | 28.2 | 25.6 |  |  |  |  | 1
5747 | 32.1 | 27 |  |  |  |  | 1
5748 | 31.5 | 27 |  |  |  |  | 1
5749 | 34 | 27 |  |  |  |  | 1
5750 | 31.1 | 27 |  |  |  |  | 1
5751 | 34 | 27 |  |  |  |  | 1
5752 | 34.1 | 27 |  |  |  |  | 1
5753 | 35.3 | 27 |  |  |  |  | 1
5754 | 32.2 | 27 |  |  |  |  | 1
5755 | 31.9 | 27 |  |  |  |  | 1
5756 | 32.4 | 27 |  |  |  |  | 1
5757 | 30 | 27 |  |  |  |  | 1
5758 | 28.3 | 25.7 |  |  |  |  | 1
5759 | 26.6 | 24 |  |  |  |  | 1
5760 | 25.9 | 23.3 |  |  |  |  | 1
5761 | 26.4 | 23.7 |  |  |  |  | 1
5762 | 22 | 19.3 |  |  |  |  | 1
5763 | 19.2 | 16.5 |  |  |  |  | 1
5764 | 21.9 | 19.2 |  |  |  |  | 1
5765 | 21.6 | 19 |  |  |  |  | 1
5766 | 22.5 | 19.9 |  |  |  |  | 1
5767 | 24.5 | 21.8 |  |  |  |  | 1
5768 | 23.9 | 21.3 |  |  |  |  | 1
5769 | 28.2 | 25.5 |  |  |  |  | 1
5770 | 29.1 | 26.5 |  |  |  |  | 1
5771 | 29.4 | 26.8 |  |  |  |  | 1
5772 | 30.8 | 27 |  |  |  |  | 1
5773 | 30.5 | 27 |  |  |  |  | 1
5774 | 34.1 | 27 |  |  |  |  | 1
5775 | 34.3 | 27 |  |  |  |  | 1
5776 | 32.8 | 27 |  |  |  |  | 1
5777 | 34.8 | 27 |  |  |  |  | 1
5778 | 33.9 | 27 |  |  |  |  | 1
5779 | 30.2 | 27 |  |  |  |  | 1
5780 | 30.5 | 27 |  |  |  |  | 1
5781 | 29.6 | 26.9 |  |  |  |  | 1
5782 | 27.9 | 25.2 |  |  |  |  | 1
5783 | 27.7 | 25.1 |  |  |  |  | 1
5784 | 25.4 | 22.7 |  |  |  |  | 1
5785 | 23 | 20.4 |  |  |  |  | 1
5786 | 19.9 | 17.2 |  |  |  |  | 1
5787 | 19.3 | 16.6 |  |  |  |  | 1
5788 | 20.3 | 17.6 |  |  |  |  | 1
5789 | 20 | 17.3 |  |  |  |  | 1
5790 | 20.1 | 17.4 |  |  |  |  | 1
5791 | 24 | 21.3 |  |  |  |  | 1
5792 | 25 | 22.4 |  |  |  |  | 1
5793 | 25.2 | 22.5 |  |  |  |  | 1
5794 | 28.2 | 25.5 |  |  |  |  | 1
5795 | 27.5 | 24.9 |  |  |  |  | 1
5796 | 31.7 | 27 |  |  |  |  | 1
5797 | 32.9 | 27 |  |  |  |  | 1
5798 | 33.5 | 27 |  |  |  |  | 1
5799 | 35.8 | 27 |  |  |  |  | 1
5800 | 34.9 | 27 |  |  |  |  | 1
5801 | 34.8 | 27 |  |  |  |  | 1
5802 | 35.1 | 27 |  |  |  |  | 1
5803 | 30.9 | 27 |  |  |  |  | 1
5804 | 31 | 27 |  |  |  |  | 1
5805 | 30.8 | 27 |  |  |  |  | 1
5806 | 27.1 | 24.4 |  |  |  |  | 1
5807 | 25.2 | 22.5 |  |  |  |  | 1
5808 | 24.2 | 21.5 |  |  |  |  | 1
5809 | 21.8 | 19.1 |  |  |  |  | 1
5810 | 24.3 | 21.6 |  |  |  |  | 1
5811 | 23.9 | 21.2 |  |  |  |  | 1
5812 | 20.4 | 17.7 |  |  |  |  | 1
5813 | 22.4 | 19.7 |  |  |  |  | 1
5814 | 20.3 | 17.6 |  |  |  |  | 1
5815 | 23.5 | 20.8 |  |  |  |  | 1
5816 | 24.3 | 21.6 |  |  |  |  | 1
5817 | 25.3 | 22.6 |  |  |  |  | 1
5818 | 26.6 | 23.9 |  |  |  |  | 1
5819 | 28.4 | 25.7 |  |  |  |  | 1
5820 | 30 | 27 |  |  |  |  | 1
5821 | 34 | 27 |  |  |  |  | 1
5822 | 33 | 27 |  |  |  |  | 1
5823 | 33.5 | 27 |  |  |  |  | 1
5824 | 34 | 27 |  |  |  |  | 1
5825 | 34 | 27 |  |  |  |  | 1
5826 | 33 | 27 |  |  |  |  | 1
5827 | 32.9 | 27 |  |  |  |  | 1
5828 | 31.1 | 27 |  |  |  |  | 1
5829 | 30.1 | 27 |  |  |  |  | 1
5830 | 27.9 | 25.2 |  |  |  |  | 1
5831 | 28.4 | 25.7 |  |  |  |  | 1
5832 | 25.7 | 23 |  |  |  |  | 1
5833 | 21.3 | 18.6 |  |  |  |  | 1
5834 | 22.4 | 19.6 |  |  |  |  | 1
5835 | 20.9 | 18.1 |  |  |  |  | 1
5836 | 21.5 | 18.8 |  |  |  |  | 1
5837 | 20.4 | 17.6 |  |  |  |  | 1
5838 | 23.1 | 20.3 |  |  |  |  | 1
5839 | 22.4 | 19.7 |  |  |  |  | 1
5840 | 25.9 | 23.2 |  |  |  |  | 1
5841 | 26.3 | 23.5 |  |  |  |  | 1
5842 | 27.2 | 24.5 |  |  |  |  | 1
5843 | 29.5 | 26.8 |  |  |  |  | 1
5844 | 32.1 | 27 |  |  |  |  | 1
5845 | 33.2 | 27 |  |  |  |  | 1
5846 | 33.6 | 27 |  |  |  |  | 1
5847 | 33.4 | 27 |  |  |  |  | 1
5848 | 34.8 | 27 |  |  |  |  | 1
5849 | 33.9 | 27 |  |  |  |  | 1
5850 | 34.2 | 27 |  |  |  |  | 1
5851 | 32.4 | 27 |  |  |  |  | 1
5852 | 31.5 | 27 |  |  |  |  | 1
5853 | 28.6 | 25.9 |  |  |  |  | 1
5854 | 26.7 | 24 |  |  |  |  | 1
5855 | 25.5 | 22.8 |  |  |  |  | 1
5856 | 25.2 | 22.5 |  |  |  |  | 1
5857 | 20.8 | 18 |  |  |  |  | 1
5858 | 22.9 | 20.1 |  |  |  |  | 1
5859 | 20.6 | 17.8 |  |  |  |  | 1
5860 | 20.4 | 17.6 |  |  |  |  | 1
5861 | 23 | 20.2 |  |  |  |  | 1
5862 | 22.3 | 19.5 |  |  |  |  | 1
5863 | 22.7 | 19.9 |  |  |  |  | 1
5864 | 24.3 | 21.6 |  |  |  |  | 1
5865 | 25.9 | 23.1 |  |  |  |  | 1
5866 | 27.1 | 24.4 |  |  |  |  | 1
5867 | 29.8 | 27 |  |  |  |  | 1
5868 | 31.2 | 27 |  |  |  |  | 1
5869 | 31.8 | 27 |  |  |  |  | 1
5870 | 33.2 | 27 |  |  |  |  | 1
5871 | 34 | 27 |  |  |  |  | 1
5872 | 34.1 | 27 |  |  |  |  | 1
5873 | 33 | 27 |  |  |  |  | 1
5874 | 32.6 | 27 |  |  |  |  | 1
5875 | 33 | 27 |  |  |  |  | 1
5876 | 30.6 | 27 |  |  |  |  | 1
5877 | 30.1 | 27 |  |  |  |  | 1
5878 | 28.3 | 25.6 |  |  |  |  | 1
5879 | 27 | 24.2 |  |  |  |  | 1
5880 | 25 | 22.2 |  |  |  |  | 1
5881 | 23.1 | 20.3 |  |  |  |  | 1
5882 | 20.8 | 18 |  |  |  |  | 1
5883 | 19.8 | 17 |  |  |  |  | 1
5884 | 20.2 | 17.4 |  |  |  |  | 1
5885 | 19.4 | 16.6 |  |  |  |  | 1
5886 | 21 | 18.2 |  |  |  |  | 1
5887 | 21.9 | 19.1 |  |  |  |  | 1
5888 | 24 | 21.2 |  |  |  |  | 1
5889 | 26.2 | 23.4 |  |  |  |  | 1
5890 | 27.7 | 24.9 |  |  |  |  | 1
5891 | 31.3 | 27 |  |  |  |  | 1
5892 | 31.3 | 27 |  |  |  |  | 1
5893 | 32.6 | 27 |  |  |  |  | 1
5894 | 32.6 | 27 |  |  |  |  | 1
5895 | 32.9 | 27 |  |  |  |  | 1
5896 | 34.1 | 27 |  |  |  |  | 1
5897 | 31.8 | 27 |  |  |  |  | 1
5898 | 34.7 | 27 |  |  |  |  | 1
5899 | 32.8 | 27 |  |  |  |  | 1
5900 | 30.9 | 27 |  |  |  |  | 1
5901 | 29.1 | 26.3 |  |  |  |  | 1
5902 | 28.4 | 25.6 |  |  |  |  | 1
5903 | 27.3 | 24.4 |  |  |  |  | 1
5904 | 23.7 | 20.9 |  |  |  |  | 1
5905 | 22.6 | 19.7 |  |  |  |  | 1
5906 | 22.7 | 19.9 |  |  |  |  | 1
5907 | 21.9 | 19.1 |  |  |  |  | 1
5908 | 19.1 | 16.3 |  |  |  |  | 1
5909 | 19.8 | 16.9 |  |  |  |  | 1
5910 | 21.5 | 18.7 |  |  |  |  | 1
5911 | 22.2 | 19.4 |  |  |  |  | 1
5912 | 23.9 | 21 |  |  |  |  | 1
5913 | 24.8 | 21.9 |  |  |  |  | 1
5914 | 27.6 | 24.7 |  |  |  |  | 1
5915 | 29.4 | 26.6 |  |  |  |  | 1
5916 | 29.4 | 26.5 |  |  |  |  | 1
5917 | 33.6 | 27 |  |  |  |  | 1
5918 | 32.4 | 27 |  |  |  |  | 1
5919 | 33.2 | 27 |  |  |  |  | 1
5920 | 32.8 | 27 |  |  |  |  | 1
5921 | 33.8 | 27 |  |  |  |  | 1
5922 | 33.2 | 27 |  |  |  |  | 1
5923 | 30.4 | 27 |  |  |  |  | 1
5924 | 30.4 | 27 |  |  |  |  | 1
5925 | 30.4 | 27 |  |  |  |  | 1
5926 | 26.8 | 23.9 |  |  |  |  | 1
5927 | 24.7 | 21.8 |  |  |  |  | 1
5928 | 23.4 | 20.5 |  |  |  |  | 1
5929 | 22.4 | 19.5 |  |  |  |  | 1
5930 | 18.8 | 15.9 |  |  |  |  | 1
5931 | 20.3 | 17.4 |  |  |  |  | 1
5932 | 19.4 | 16.5 |  |  |  |  | 1
5933 | 19.3 | 16.4 |  |  |  |  | 1
5934 | 21.8 | 18.9 |  |  |  |  | 1
5935 | 23.5 | 20.6 |  |  |  |  | 1
5936 | 25.8 | 22.9 |  |  |  |  | 1
5937 | 24.7 | 21.8 |  |  |  |  | 1
5938 | 26.9 | 24 |  |  |  |  | 1
5939 | 30.1 | 27 |  |  |  |  | 1
5940 | 30.8 | 27 |  |  |  |  | 1
5941 | 32.5 | 27 |  |  |  |  | 1
5942 | 33.6 | 27 |  |  |  |  | 1
5943 | 32.2 | 27 |  |  |  |  | 1
5944 | 32.8 | 27 |  |  |  |  | 1
5945 | 32.4 | 27 |  |  |  |  | 1
5946 | 33 | 27 |  |  |  |  | 1
5947 | 31.5 | 27 |  |  |  |  | 1
5948 | 31.6 | 27 |  |  |  |  | 1
5949 | 27.6 | 24.7 |  |  |  |  | 1
5950 | 28 | 25.1 |  |  |  |  | 1
5951 | 27.5 | 24.6 |  |  |  |  | 1
5952 | 24.6 | 21.7 |  |  |  |  | 1
5953 | 22.3 | 19.4 |  |  |  |  | 1
5954 | 20.1 | 17.2 |  |  |  |  | 1
5955 | 20.3 | 17.3 |  |  |  |  | 1
5956 | 22.4 | 19.5 |  |  |  |  | 1
5957 | 17.6 | 14.7 |  |  |  |  | 1
5958 | 20.6 | 17.6 |  |  |  |  | 1
5959 | 21.1 | 18.2 |  |  |  |  | 1
5960 | 22.7 | 19.8 |  |  |  |  | 1
5961 | 23.6 | 20.7 |  |  |  |  | 1
5962 | 24.9 | 22 |  |  |  |  | 1
5963 | 28.2 | 25.3 |  |  |  |  | 1
5964 | 30.2 | 27 |  |  |  |  | 1
5965 | 32.7 | 27 |  |  |  |  | 1
5966 | 33 | 27 |  |  |  |  | 1
5967 | 32.8 | 27 |  |  |  |  | 1
5968 | 32.4 | 27 |  |  |  |  | 1
5969 | 31.3 | 27 |  |  |  |  | 1
5970 | 32.3 | 27 |  |  |  |  | 1
5971 | 32.1 | 27 |  |  |  |  | 1
5972 | 29.8 | 26.8 |  |  |  |  | 1
5973 | 28 | 25.1 |  |  |  |  | 1
5974 | 27.5 | 24.6 |  |  |  |  | 1
5975 | 26.5 | 23.6 |  |  |  |  | 1
5976 | 24.9 | 22 |  |  |  |  | 1
5977 | 23.4 | 20.5 |  |  |  |  | 1
5978 | 21.2 | 18.2 |  |  |  |  | 1
5979 | 19.8 | 16.9 |  |  |  |  | 1
5980 | 19.2 | 16.3 |  |  |  |  | 1
5981 | 19.8 | 16.8 |  |  |  |  | 1
5982 | 22.3 | 19.3 |  |  |  |  | 1
5983 | 23.2 | 20.2 |  |  |  |  | 1
5984 | 22.2 | 19.2 |  |  |  |  | 1
5985 | 24.6 | 21.6 |  |  |  |  | 1
5986 | 26.7 | 23.8 |  |  |  |  | 1
5987 | 29 | 26 |  |  |  |  | 1
5988 | 29.7 | 26.7 |  |  |  |  | 1
5989 | 33.2 | 27 |  |  |  |  | 1
5990 | 30.2 | 27 |  |  |  |  | 1
5991 | 33.9 | 27 |  |  |  |  | 1
5992 | 35.2 | 27 |  |  |  |  | 1
5993 | 33.7 | 27 |  |  |  |  | 1
5994 | 33 | 27 |  |  |  |  | 1
5995 | 31.5 | 27 |  |  |  |  | 1
5996 | 30.7 | 27 |  |  |  |  | 1
5997 | 29.4 | 26.5 |  |  |  |  | 1
5998 | 27.4 | 24.4 |  |  |  |  | 1
5999 | 27.6 | 24.6 |  |  |  |  | 1
6000 | 23.7 | 20.8 |  |  |  |  | 1
6001 | 23.4 | 20.4 |  |  |  |  | 1
6002 | 20.2 | 17.2 |  |  |  |  | 1
6003 | 20.4 | 17.4 |  |  |  |  | 1
6004 | 20.3 | 17.3 |  |  |  |  | 1
6005 | 19.2 | 16.2 |  |  |  |  | 1
6006 | 21.7 | 18.7 |  |  |  |  | 1
6007 | 23.2 | 20.2 |  |  |  |  | 1
6008 | 23.4 | 20.4 |  |  |  |  | 1
6009 | 25.5 | 22.5 |  |  |  |  | 1
6010 | 27.2 | 24.2 |  |  |  |  | 1
6011 | 27.4 | 24.4 |  |  |  |  | 1
6012 | 32.3 | 27 |  |  |  |  | 1
6013 | 29.5 | 26.5 |  |  |  |  | 1
6014 | 32.8 | 27 |  |  |  |  | 1
6015 | 33.7 | 27 |  |  |  |  | 1
6016 | 33.4 | 27 |  |  |  |  | 1
6017 | 32.5 | 27 |  |  |  |  | 1
6018 | 32.4 | 27 |  |  |  |  | 1
6019 | 30.8 | 27 |  |  |  |  | 1
6020 | 29.4 | 26.4 |  |  |  |  | 1
6021 | 28.7 | 25.7 |  |  |  |  | 1
6022 | 26.9 | 23.9 |  |  |  |  | 1
6023 | 26.7 | 23.7 |  |  |  |  | 1
6024 | 22.9 | 19.9 |  |  |  |  | 1
6025 | 21.7 | 18.6 |  |  |  |  | 1
6026 | 23 | 20 |  |  |  |  | 1
6027 | 21.9 | 18.9 |  |  |  |  | 1
6028 | 19.7 | 16.7 |  |  |  |  | 1
6029 | 20.5 | 17.5 |  |  |  |  | 1
6030 | 22.2 | 19.2 |  |  |  |  | 1
6031 | 23.7 | 20.7 |  |  |  |  | 1
6032 | 22.7 | 19.7 |  |  |  |  | 1
6033 | 24.9 | 21.8 |  |  |  |  | 1
6034 | 26.7 | 23.6 |  |  |  |  | 1
6035 | 27.1 | 24 |  |  |  |  | 1
6036 | 29.9 | 26.9 |  |  |  |  | 1
6037 | 31 | 27 |  |  |  |  | 1
6038 | 34.9 | 27 |  |  |  |  | 1
6039 | 33.5 | 27 |  |  |  |  | 1
6040 | 33.8 | 27 |  |  |  |  | 1
6041 | 33.7 | 27 |  |  |  |  | 1
6042 | 32.2 | 27 |  |  |  |  | 1
6043 | 30.6 | 27 |  |  |  |  | 1
6044 | 29.4 | 26.4 |  |  |  |  | 1
6045 | 27.8 | 24.8 |  |  |  |  | 1
6046 | 26.1 | 23.1 |  |  |  |  | 1
6047 | 26.2 | 23.2 |  |  |  |  | 1
6048 | 23.4 | 20.3 |  |  |  |  | 1
6049 | 20.6 | 17.6 |  |  |  |  | 1
6050 | 20.1 | 17 |  |  |  |  | 1
6051 | 19.7 | 16.7 |  |  |  |  | 1
6052 | 20.5 | 17.4 |  |  |  |  | 1
6053 | 20.4 | 17.4 |  |  |  |  | 1
6054 | 22.4 | 19.3 |  |  |  |  | 1
6055 | 22.5 | 19.4 |  |  |  |  | 1
6056 | 24.1 | 21 |  |  |  |  | 1
6057 | 25 | 21.9 |  |  |  |  | 1
6058 | 26.8 | 23.7 |  |  |  |  | 1
6059 | 27.2 | 24.1 |  |  |  |  | 1
6060 | 30 | 26.9 |  |  |  |  | 1
6061 | 31.4 | 27 |  |  |  |  | 1
6062 | 33.1 | 27 |  |  |  |  | 1
6063 | 33.9 | 27 |  |  |  |  | 1
6064 | 32.3 | 27 |  |  |  |  | 1
6065 | 35.7 | 27 |  |  |  |  | 1
6066 | 30.9 | 27 |  |  |  |  | 1
6067 | 29.3 | 26.2 |  |  |  |  | 1
6068 | 28.3 | 25.2 |  |  |  |  | 1
6069 | 27.8 | 24.7 |  |  |  |  | 1
6070 | 26.6 | 23.5 |  |  |  |  | 1
6071 | 25.8 | 22.7 |  |  |  |  | 1
6072 | 22.2 | 19.1 |  |  |  |  | 1
6073 | 21 | 17.9 |  |  |  |  | 1
6074 | 21 | 17.9 |  |  |  |  | 1
6075 | 21.1 | 17.9 |  |  |  |  | 1
6076 | 18.9 | 15.8 |  |  |  |  | 1
6077 | 21.5 | 18.3 |  |  |  |  | 1
6078 | 19.9 | 16.7 |  |  |  |  | 1
6079 | 22 | 18.9 |  |  |  |  | 1
6080 | 21.7 | 18.6 |  |  |  |  | 1
6081 | 25.9 | 22.8 |  |  |  |  | 1
6082 | 27.6 | 24.4 |  |  |  |  | 1
6083 | 25.4 | 22.2 |  |  |  |  | 1
6084 | 29.8 | 26.7 |  |  |  |  | 1
6085 | 30 | 26.9 |  |  |  |  | 1
6086 | 32.5 | 27 |  |  |  |  | 1
6087 | 33.1 | 27 |  |  |  |  | 1
6088 | 31.5 | 27 |  |  |  |  | 1
6089 | 34.4 | 27 |  |  |  |  | 1
6090 | 31.4 | 27 |  |  |  |  | 1
6091 | 30 | 26.9 |  |  |  |  | 1
6092 | 29.4 | 26.2 |  |  |  |  | 1
6093 | 27.9 | 24.8 |  |  |  |  | 1
6094 | 26 | 22.9 |  |  |  |  | 1
6095 | 28 | 24.9 |  |  |  |  | 1
6096 | 24.2 | 21.1 |  |  |  |  | 1
6097 | 20.5 | 17.3 |  |  |  |  | 1
6098 | 20.2 | 17 |  |  |  |  | 1
6099 | 20.1 | 17 |  |  |  |  | 1
6100 | 20.5 | 17.4 |  |  |  |  | 1
6101 | 18.8 | 15.7 |  |  |  |  | 1
6102 | 19.9 | 16.8 |  |  |  |  | 1
6103 | 22.4 | 19.3 |  |  |  |  | 1
6104 | 24.6 | 21.4 |  |  |  |  | 1
6105 | 23.5 | 20.4 |  |  |  |  | 1
6106 | 23.9 | 20.8 |  |  |  |  | 1
6107 | 28.7 | 25.6 |  |  |  |  | 1
6108 | 30.8 | 27 |  |  |  |  | 1
6109 | 31.9 | 27 |  |  |  |  | 1
6110 | 32.3 | 27 |  |  |  |  | 1
6111 | 33.4 | 27 |  |  |  |  | 1
6112 | 32.3 | 27 |  |  |  |  | 1
6113 | 32.2 | 27 |  |  |  |  | 1
6114 | 31.7 | 27 |  |  |  |  | 1
6115 | 32.4 | 27 |  |  |  |  | 1
6116 | 29.8 | 26.6 |  |  |  |  | 1
6117 | 26.7 | 23.5 |  |  |  |  | 1
6118 | 26.6 | 23.4 |  |  |  |  | 1
6119 | 22.7 | 19.6 |  |  |  |  | 1
6120 | 26 | 22.8 |  |  |  |  | 1
6121 | 22.6 | 19.4 |  |  |  |  | 1
6122 | 21.7 | 18.5 |  |  |  |  | 1
6123 | 20.8 | 17.6 |  |  |  |  | 1
6124 | 22.4 | 19.2 |  |  |  |  | 1
6125 | 19.1 | 15.9 |  |  |  |  | 1
6126 | 19.8 | 16.6 |  |  |  |  | 1
6127 | 21.3 | 18.1 |  |  |  |  | 1
6128 | 24 | 20.8 |  |  |  |  | 1
6129 | 25.2 | 22 |  |  |  |  | 1
6130 | 25.8 | 22.6 |  |  |  |  | 1
6131 | 26.6 | 23.4 |  |  |  |  | 1
6132 | 29.3 | 26.1 |  |  |  |  | 1
6133 | 31.1 | 27 |  |  |  |  | 1
6134 | 31.4 | 27 |  |  |  |  | 1
6135 | 34.5 | 27 |  |  |  |  | 1
6136 | 33.7 | 27 |  |  |  |  | 1
6137 | 33.5 | 27 |  |  |  |  | 1
6138 | 33.1 | 27 |  |  |  |  | 1
6139 | 30.9 | 27 |  |  |  |  | 1
6140 | 29.3 | 26.2 |  |  |  |  | 1
6141 | 30.8 | 27 |  |  |  |  | 1
6142 | 27.2 | 24 |  |  |  |  | 1
6143 | 25.8 | 22.6 |  |  |  |  | 1
6144 | 21.6 | 18.4 |  |  |  |  | 1
6145 | 20.9 | 17.7 |  |  |  |  | 1
6146 | 19.6 | 16.4 |  |  |  |  | 1
6147 | 20.2 | 17 |  |  |  |  | 1
6148 | 19.2 | 15.9 |  |  |  |  | 1
6149 | 18.9 | 15.7 |  |  |  |  | 1
6150 | 21.7 | 18.4 |  |  |  |  | 1
6151 | 21.2 | 17.9 |  |  |  |  | 1
6152 | 22.5 | 19.2 |  |  |  |  | 1
6153 | 24.8 | 21.6 |  |  |  |  | 1
6154 | 22.5 | 19.3 |  |  |  |  | 1
6155 | 28.5 | 25.3 |  |  |  |  | 1
6156 | 31.1 | 27 |  |  |  |  | 1
6157 | 30.2 | 26.9 |  |  |  |  | 1
6158 | 33 | 27 |  |  |  |  | 1
6159 | 32.1 | 27 |  |  |  |  | 1
6160 | 32.4 | 27 |  |  |  |  | 1
6161 | 31.8 | 27 |  |  |  |  | 1
6162 | 32.5 | 27 |  |  |  |  | 1
6163 | 30 | 26.7 |  |  |  |  | 1
6164 | 28.9 | 25.6 |  |  |  |  | 1
6165 | 27.2 | 23.9 |  |  |  |  | 1
6166 | 26.3 | 23.1 |  |  |  |  | 1
6167 | 23.2 | 20 |  |  |  |  | 1
6168 | 22.9 | 19.6 |  |  |  |  | 1
6169 | 20.6 | 17.4 |  |  |  |  | 1
6170 | 19.7 | 16.4 |  |  |  |  | 1
6171 | 19.1 | 15.8 |  |  |  |  | 1
6172 | 19.3 | 16 |  |  |  |  | 1
6173 | 20.4 | 17.1 |  |  |  |  | 1
6174 | 20.5 | 17.2 |  |  |  |  | 1
6175 | 20.3 | 17.1 |  |  |  |  | 1
6176 | 23.4 | 20.1 |  |  |  |  | 1
6177 | 25.5 | 22.2 |  |  |  |  | 1
6178 | 25.2 | 21.9 |  |  |  |  | 1
6179 | 29 | 25.7 |  |  |  |  | 1
6180 | 28.7 | 25.5 |  |  |  |  | 1
6181 | 30.6 | 27 |  |  |  |  | 1
6182 | 32 | 27 |  |  |  |  | 1
6183 | 31.5 | 27 |  |  |  |  | 1
6184 | 32.5 | 27 |  |  |  |  | 1
6185 | 31.5 | 27 |  |  |  |  | 1
6186 | 33.2 | 27 |  |  |  |  | 1
6187 | 30.5 | 27 |  |  |  |  | 1
6188 | 29.2 | 25.9 |  |  |  |  | 1
6189 | 29.2 | 25.9 |  |  |  |  | 1
6190 | 27 | 23.7 |  |  |  |  | 1
6191 | 23.1 | 19.8 |  |  |  |  | 1
6192 | 24.2 | 20.9 |  |  |  |  | 1
6193 | 19.3 | 16 |  |  |  |  | 1
6194 | 18.8 | 15.5 |  |  |  |  | 1
6195 | 19.7 | 16.4 |  |  |  |  | 1
6196 | 19.6 | 16.2 |  |  |  |  | 1
6197 | 20.6 | 17.3 |  |  |  |  | 1
6198 | 20.6 | 17.3 |  |  |  |  | 1
6199 | 21.1 | 17.8 |  |  |  |  | 1
6200 | 22.4 | 19.1 |  |  |  |  | 1
6201 | 23.8 | 20.5 |  |  |  |  | 1
6202 | 26.3 | 23 |  |  |  |  | 1
6203 | 26.4 | 23.1 |  |  |  |  | 1
6204 | 29.4 | 26 |  |  |  |  | 1
6205 | 30.1 | 26.7 |  |  |  |  | 1
6206 | 32.9 | 27 |  |  |  |  | 1
6207 | 31 | 27 |  |  |  |  | 1
6208 | 32.8 | 27 |  |  |  |  | 1
6209 | 30.4 | 27 |  |  |  |  | 1
6210 | 31.3 | 27 |  |  |  |  | 1
6211 | 29.9 | 26.6 |  |  |  |  | 1
6212 | 28.4 | 25.1 |  |  |  |  | 1
6213 | 28.3 | 25 |  |  |  |  | 1
6214 | 26.3 | 23 |  |  |  |  | 1
6215 | 24.2 | 20.9 |  |  |  |  | 1
6216 | 23.9 | 20.6 |  |  |  |  | 1
6217 | 22.4 | 19.1 |  |  |  |  | 1
6218 | 18.7 | 15.4 |  |  |  |  | 1
6219 | 19.1 | 15.7 |  |  |  |  | 1
6220 | 20.6 | 17.3 |  |  |  |  | 1
6221 | 19.4 | 16 |  |  |  |  | 1
6222 | 19 | 15.7 |  |  |  |  | 1
6223 | 20.5 | 17.1 |  |  |  |  | 1
6224 | 23.6 | 20.3 |  |  |  |  | 1
6225 | 23.4 | 20 |  |  |  |  | 1
6226 | 25.4 | 22.1 |  |  |  |  | 1
6227 | 28.3 | 25 |  |  |  |  | 1
6228 | 29 | 25.7 |  |  |  |  | 1
6229 | 30 | 26.7 |  |  |  |  | 1
6230 | 31.9 | 27 |  |  |  |  | 1
6231 | 32.3 | 27 |  |  |  |  | 1
6232 | 33.6 | 27 |  |  |  |  | 1
6233 | 29.9 | 26.5 |  |  |  |  | 1
6234 | 32 | 27 |  |  |  |  | 1
6235 | 29.2 | 25.8 |  |  |  |  | 1
6236 | 27.3 | 23.9 |  |  |  |  | 1
6237 | 28.8 | 25.4 |  |  |  |  | 1
6238 | 26.4 | 23 |  |  |  |  | 1
6239 | 23.5 | 20.2 |  |  |  |  | 1
6240 | 22.6 | 19.2 |  |  |  |  | 1
6241 | 23.4 | 20 |  |  |  |  | 1
6242 | 21.5 | 18.1 |  |  |  |  | 1
6243 | 18 | 14.5 |  |  |  |  | 1
6244 | 16.8 | 13.4 |  |  |  |  | 1
6245 | 18.3 | 14.9 |  |  |  |  | 1
6246 | 21.3 | 17.9 |  |  |  |  | 1
6247 | 21.5 | 18.1 |  |  |  |  | 1
6248 | 22.2 | 18.8 |  |  |  |  | 1
6249 | 23.2 | 19.7 |  |  |  |  | 1
6250 | 26 | 22.6 |  |  |  |  | 1
6251 | 29.4 | 26 |  |  |  |  | 1
6252 | 30.3 | 26.9 |  |  |  |  | 1
6253 | 29.5 | 26.1 |  |  |  |  | 1
6254 | 30.7 | 27 |  |  |  |  | 1
6255 | 31.1 | 27 |  |  |  |  | 1
6256 | 32.4 | 27 |  |  |  |  | 1
6257 | 30 | 26.6 |  |  |  |  | 1
6258 | 32.2 | 27 |  |  |  |  | 1
6259 | 30.8 | 27 |  |  |  |  | 1
6260 | 27.4 | 24 |  |  |  |  | 1
6261 | 30.5 | 27 |  |  |  |  | 1
6262 | 24 | 20.6 |  |  |  |  | 1
6263 | 22.5 | 19.1 |  |  |  |  | 1
6264 | 22.9 | 19.5 |  |  |  |  | 1
6265 | 21.1 | 17.6 |  |  |  |  | 1
6266 | 20.2 | 16.7 |  |  |  |  | 1
6267 | 17.7 | 14.2 |  |  |  |  | 1
6268 | 18.7 | 15.3 |  |  |  |  | 1
6269 | 17.6 | 14.2 |  |  |  |  | 1
6270 | 19.9 | 16.5 |  |  |  |  | 1
6271 | 21.4 | 18 |  |  |  |  | 1
6272 | 22.9 | 19.4 |  |  |  |  | 1
6273 | 24 | 20.6 |  |  |  |  | 1
6274 | 26.6 | 23.1 |  |  |  |  | 1
6275 | 29.6 | 26.2 |  |  |  |  | 1
6276 | 29.2 | 25.7 |  |  |  |  | 1
6277 | 30.9 | 27 |  |  |  |  | 1
6278 | 31.9 | 27 |  |  |  |  | 1
6279 | 32.6 | 27 |  |  |  |  | 1
6280 | 30.5 | 27 |  |  |  |  | 1
6281 | 32.3 | 27 |  |  |  |  | 1
6282 | 31.9 | 27 |  |  |  |  | 1
6283 | 31 | 27 |  |  |  |  | 1
6284 | 27.4 | 23.9 |  |  |  |  | 1
6285 | 27.9 | 24.5 |  |  |  |  | 1
6286 | 26.4 | 23 |  |  |  |  | 1
6287 | 22.2 | 18.8 |  |  |  |  | 1
6288 | 22.8 | 19.3 |  |  |  |  | 1
6289 | 18.8 | 15.3 |  |  |  |  | 1
6290 | 20.8 | 17.3 |  |  |  |  | 1
6291 | 19.6 | 16.1 |  |  |  |  | 1
6292 | 19.1 | 15.6 |  |  |  |  | 1
6293 | 19.1 | 15.6 |  |  |  |  | 1
6294 | 19.1 | 15.6 |  |  |  |  | 1
6295 | 22.3 | 18.8 |  |  |  |  | 1
6296 | 22.5 | 19 |  |  |  |  | 1
6297 | 23.1 | 19.6 |  |  |  |  | 1
6298 | 25.7 | 22.2 |  |  |  |  | 1
6299 | 26.2 | 22.7 |  |  |  |  | 1
6300 | 27.7 | 24.2 |  |  |  |  | 1
6301 | 30.8 | 27 |  |  |  |  | 1
6302 | 31.1 | 27 |  |  |  |  | 1
6303 | 30.6 | 27 |  |  |  |  | 1
6304 | 32.3 | 27 |  |  |  |  | 1
6305 | 30.6 | 27 |  |  |  |  | 1
6306 | 33.5 | 27 |  |  |  |  | 1
6307 | 33.6 | 27 |  |  |  |  | 1
6308 | 28.2 | 24.7 |  |  |  |  | 1
6309 | 30.1 | 26.6 |  |  |  |  | 1
6310 | 26.4 | 22.9 |  |  |  |  | 1
6311 | 25.3 | 21.8 |  |  |  |  | 1
6312 | 23.4 | 19.9 |  |  |  |  | 1
6313 | 22.3 | 18.7 |  |  |  |  | 1
6314 | 18.7 | 15.1 |  |  |  |  | 1
6315 | 17.3 | 13.8 |  |  |  |  | 1
6316 | 18.7 | 15.2 |  |  |  |  | 1
6317 | 18.7 | 15.2 |  |  |  |  | 1
6318 | 20.8 | 17.3 |  |  |  |  | 1
6319 | 20 | 16.4 |  |  |  |  | 1
6320 | 23.3 | 19.8 |  |  |  |  | 1
6321 | 21.4 | 17.8 |  |  |  |  | 1
6322 | 24.3 | 20.8 |  |  |  |  | 1
6323 | 26.6 | 23.1 |  |  |  |  | 1
6324 | 26.3 | 22.7 |  |  |  |  | 1
6325 | 29.8 | 26.2 |  |  |  |  | 1
6326 | 30.3 | 26.7 |  |  |  |  | 1
6327 | 32.7 | 27 |  |  |  |  | 1
6328 | 32.2 | 27 |  |  |  |  | 1
6329 | 32.2 | 27 |  |  |  |  | 1
6330 | 31.8 | 27 |  |  |  |  | 1
6331 | 29.1 | 25.5 |  |  |  |  | 1
6332 | 28.3 | 24.7 |  |  |  |  | 1
6333 | 28.5 | 24.9 |  |  |  |  | 1
6334 | 26.8 | 23.2 |  |  |  |  | 1
6335 | 23.1 | 19.5 |  |  |  |  | 1
6336 | 22.6 | 19.1 |  |  |  |  | 1
6337 | 21.4 | 17.8 |  |  |  |  | 1
6338 | 17.6 | 14 |  |  |  |  | 1
6339 | 20.5 | 16.9 |  |  |  |  | 1
6340 | 19.3 | 15.7 |  |  |  |  | 1
6341 | 19.1 | 15.5 |  |  |  |  | 1
6342 | 18.6 | 15 |  |  |  |  | 1
6343 | 19.6 | 16 |  |  |  |  | 1
6344 | 22.6 | 19 |  |  |  |  | 1
6345 | 23 | 19.4 |  |  |  |  | 1
6346 | 26.3 | 22.7 |  |  |  |  | 1
6347 | 26 | 22.4 |  |  |  |  | 1
6348 | 28 | 24.4 |  |  |  |  | 1
6349 | 28.8 | 25.2 |  |  |  |  | 1
6350 | 31.3 | 27 |  |  |  |  | 1
6351 | 31.8 | 27 |  |  |  |  | 1
6352 | 32.9 | 27 |  |  |  |  | 1
6353 | 29.8 | 26.2 |  |  |  |  | 1
6354 | 31.3 | 27 |  |  |  |  | 1
6355 | 28.3 | 24.7 |  |  |  |  | 1
6356 | 29.5 | 25.9 |  |  |  |  | 1
6357 | 25.8 | 22.3 |  |  |  |  | 1
6358 | 25.2 | 21.6 |  |  |  |  | 1
6359 | 24.2 | 20.6 |  |  |  |  | 1
6360 | 19.2 | 15.6 |  |  |  |  | 1
6361 | 19.4 | 15.8 |  |  |  |  | 1
6362 | 18.5 | 14.9 |  |  |  |  | 1
6363 | 17.8 | 14.2 |  |  |  |  | 1
6364 | 20.5 | 16.9 |  |  |  |  | 1
6365 | 16.6 | 13 |  |  |  |  | 1
6366 | 18.2 | 14.5 |  |  |  |  | 1
6367 | 18.8 | 15.1 |  |  |  |  | 1
6368 | 20.3 | 16.6 |  |  |  |  | 1
6369 | 23.5 | 19.9 |  |  |  |  | 1
6370 | 24.2 | 20.6 |  |  |  |  | 1
6371 | 27.3 | 23.6 |  |  |  |  | 1
6372 | 28.2 | 24.5 |  |  |  |  | 1
6373 | 29.9 | 26.3 |  |  |  |  | 1
6374 | 32.4 | 27 |  |  |  |  | 1
6375 | 29.9 | 26.3 |  |  |  |  | 1
6376 | 31.7 | 27 |  |  |  |  | 1
6377 | 31.1 | 27 |  |  |  |  | 1
6378 | 31.5 | 27 |  |  |  |  | 1
6379 | 30.2 | 26.6 |  |  |  |  | 1
6380 | 29.3 | 25.6 |  |  |  |  | 1
6381 | 26.6 | 22.9 |  |  |  |  | 1
6382 | 25 | 21.3 |  |  |  |  | 1
6383 | 24.5 | 20.9 |  |  |  |  | 1
6384 | 21.2 | 17.6 |  |  |  |  | 1
6385 | 19.1 | 15.4 |  |  |  |  | 1
6386 | 17.9 | 14.3 |  |  |  |  | 1
6387 | 18.8 | 15.1 |  |  |  |  | 1
6388 | 16.3 | 12.6 |  |  |  |  | 1
6389 | 16.5 | 12.9 |  |  |  |  | 1
6390 | 17.6 | 13.9 |  |  |  |  | 1
6391 | 20.6 | 16.9 |  |  |  |  | 1
6392 | 20.4 | 16.7 |  |  |  |  | 1
6393 | 23.7 | 20 |  |  |  |  | 1
6394 | 23 | 19.3 |  |  |  |  | 1
6395 | 28.4 | 24.7 |  |  |  |  | 1
6396 | 29.3 | 25.6 |  |  |  |  | 1
6397 | 30.1 | 26.4 |  |  |  |  | 1
6398 | 31.6 | 27 |  |  |  |  | 1
6399 | 31.8 | 27 |  |  |  |  | 1
6400 | 30.6 | 27 |  |  |  |  | 1
6401 | 32.7 | 27 |  |  |  |  | 1
6402 | 27.2 | 23.5 |  |  |  |  | 1
6403 | 27.9 | 24.2 |  |  |  |  | 1
6404 | 26.8 | 23.1 |  |  |  |  | 1
6405 | 26.8 | 23.1 |  |  |  |  | 1
6406 | 25.6 | 21.9 |  |  |  |  | 1
6407 | 23.4 | 19.7 |  |  |  |  | 1
6408 | 19.8 | 16.1 |  |  |  |  | 1
6409 | 19.1 | 15.4 |  |  |  |  | 1
6410 | 18.2 | 14.5 |  |  |  |  | 1
6411 | 18 | 14.2 |  |  |  |  | 1
6412 | 17.9 | 14.2 |  |  |  |  | 1
6413 | 19.2 | 15.5 |  |  |  |  | 1
6414 | 18 | 14.3 |  |  |  |  | 1
6415 | 19.5 | 15.8 |  |  |  |  | 1
6416 | 21.2 | 17.5 |  |  |  |  | 1
6417 | 22.1 | 18.4 |  |  |  |  | 1
6418 | 25.1 | 21.4 |  |  |  |  | 1
6419 | 26.3 | 22.6 |  |  |  |  | 1
6420 | 28 | 24.3 |  |  |  |  | 1
6421 | 29 | 25.3 |  |  |  |  | 1
6422 | 30.7 | 27 |  |  |  |  | 1
6423 | 34.1 | 27 |  |  |  |  | 1
6424 | 32.2 | 27 |  |  |  |  | 1
6425 | 30.1 | 26.4 |  |  |  |  | 1
6426 | 30.7 | 27 |  |  |  |  | 1
6427 | 29.5 | 25.8 |  |  |  |  | 1
6428 | 29.9 | 26.2 |  |  |  |  | 1
6429 | 26.3 | 22.6 |  |  |  |  | 1
6430 | 24.3 | 20.5 |  |  |  |  | 1
6431 | 24.5 | 20.8 |  |  |  |  | 1
6432 | 21.9 | 18.2 |  |  |  |  | 1
6433 | 20.2 | 16.4 |  |  |  |  | 1
6434 | 19.5 | 15.7 |  |  |  |  | 1
6435 | 16.8 | 13.1 |  |  |  |  | 1
6436 | 16.8 | 13 |  |  |  |  | 1
6437 | 19.6 | 15.8 |  |  |  |  | 1
6438 | 17 | 13.3 |  |  |  |  | 1
6439 | 18.4 | 14.6 |  |  |  |  | 1
6440 | 20.1 | 16.3 |  |  |  |  | 1
6441 | 23.3 | 19.5 |  |  |  |  | 1
6442 | 23.2 | 19.4 |  |  |  |  | 1
6443 | 26.2 | 22.5 |  |  |  |  | 1
6444 | 30.1 | 26.3 |  |  |  |  | 1
6445 | 29.8 | 26.1 |  |  |  |  | 1
6446 | 30.9 | 27 |  |  |  |  | 1
6447 | 30.8 | 27 |  |  |  |  | 1
6448 | 31 | 27 |  |  |  |  | 1
6449 | 29.6 | 25.8 |  |  |  |  | 1
6450 | 32.1 | 27 |  |  |  |  | 1
6451 | 30.7 | 26.9 |  |  |  |  | 1
6452 | 27.6 | 23.8 |  |  |  |  | 1
6453 | 27.7 | 23.9 |  |  |  |  | 1
6454 | 25 | 21.3 |  |  |  |  | 1
6455 | 24.6 | 20.9 |  |  |  |  | 1
6456 | 20.4 | 16.6 |  |  |  |  | 1
6457 | 20.8 | 16.9 |  |  |  |  | 1
6458 | 19.6 | 15.8 |  |  |  |  | 1
6459 | 17.8 | 14 |  |  |  |  | 1
6460 | 17.4 | 13.6 |  |  |  |  | 1
6461 | 20 | 16.2 |  |  |  |  | 1
6462 | 21.1 | 17.3 |  |  |  |  | 1
6463 | 22.6 | 18.8 |  |  |  |  | 1
6464 | 20.9 | 17.1 |  |  |  |  | 1
6465 | 23 | 19.2 |  |  |  |  | 1
6466 | 24.5 | 20.7 |  |  |  |  | 1
6467 | 27.1 | 23.2 |  |  |  |  | 1
6468 | 28 | 24.2 |  |  |  |  | 1
6469 | 27.5 | 23.6 |  |  |  |  | 1
6470 | 31.8 | 27 |  |  |  |  | 1
6471 | 31.4 | 27 |  |  |  |  | 1
6472 | 31.1 | 27 |  |  |  |  | 1
6473 | 31.4 | 27 |  |  |  |  | 1
6474 | 30.6 | 26.7 |  |  |  |  | 1
6475 | 28.6 | 24.8 |  |  |  |  | 1
6476 | 27.5 | 23.7 |  |  |  |  | 1
6477 | 25.7 | 21.9 |  |  |  |  | 1
6478 | 23.5 | 19.7 |  |  |  |  | 1
6479 | 22.6 | 18.8 |  |  |  |  | 1
6480 | 22.1 | 18.3 |  |  |  |  | 1
6481 | 21.7 | 17.9 |  |  |  |  | 1
6482 | 17.3 | 13.5 |  |  |  |  | 1
6483 | 18.3 | 14.5 |  |  |  |  | 1
6484 | 16.5 | 12.6 |  |  |  |  | 1
6485 | 17.7 | 13.9 |  |  |  |  | 1
6486 | 19.3 | 15.4 |  |  |  |  | 1
6487 | 19.5 | 15.6 |  |  |  |  | 1
6488 | 20.7 | 16.9 |  |  |  |  | 1
6489 | 22.6 | 18.8 |  |  |  |  | 1
6490 | 23.7 | 19.8 |  |  |  |  | 1
6491 | 25.6 | 21.7 |  |  |  |  | 1
6492 | 27.1 | 23.3 |  |  |  |  | 1
6493 | 29.9 | 26 |  |  |  |  | 1
6494 | 29.9 | 26.1 |  |  |  |  | 1
6495 | 29 | 25.1 |  |  |  |  | 1
6496 | 31 | 27 |  |  |  |  | 1
6497 | 29.9 | 26.1 |  |  |  |  | 1
6498 | 27.2 | 23.4 |  |  |  |  | 1
6499 | 29.4 | 25.6 |  |  |  |  | 1
6500 | 25.5 | 21.7 |  |  |  |  | 1
6501 | 25.8 | 22 |  |  |  |  | 1
6502 | 23.1 | 19.3 |  |  |  |  | 1
6503 | 22 | 18.1 |  |  |  |  | 1
6504 | 19.9 | 16.1 |  |  |  |  | 1
6505 | 21.7 | 17.8 |  |  |  |  | 1
6506 | 20.1 | 16.2 |  |  |  |  | 1
6507 | 16.7 | 12.8 |  |  |  |  | 1
6508 | 17.6 | 13.7 |  |  |  |  | 1
6509 | 16.1 | 12.2 |  |  |  |  | 1
6510 | 17.4 | 13.5 |  |  |  |  | 1
6511 | 20.8 | 16.9 |  |  |  |  | 1
6512 | 21.5 | 17.6 |  |  |  |  | 1
6513 | 23.1 | 19.2 |  |  |  |  | 1
6514 | 24.5 | 20.6 |  |  |  |  | 1
6515 | 27.7 | 23.7 |  |  |  |  | 1
6516 | 27.2 | 23.3 |  |  |  |  | 1
6517 | 29.5 | 25.6 |  |  |  |  | 1
6518 | 30.7 | 26.7 |  |  |  |  | 1
6519 | 29.3 | 25.4 |  |  |  |  | 1
6520 | 31.9 | 27 |  |  |  |  | 1
6521 | 30.3 | 26.4 |  |  |  |  | 1
6522 | 29.1 | 25.2 |  |  |  |  | 1
6523 | 29 | 25.1 |  |  |  |  | 1
6524 | 26 | 22.1 |  |  |  |  | 1
6525 | 25.1 | 21.1 |  |  |  |  | 1
6526 | 25.9 | 22 |  |  |  |  | 1
6527 | 21.6 | 17.6 |  |  |  |  | 1
6528 | 21.2 | 17.3 |  |  |  |  | 1
6529 | 19.2 | 15.3 |  |  |  |  | 1
6530 | 18.1 | 14.1 |  |  |  |  | 1
6531 | 16.5 | 12.5 |  |  |  |  | 1
6532 | 16.1 | 12.1 |  |  |  |  | 1
6533 | 17.3 | 13.3 |  |  |  |  | 1
6534 | 18.1 | 14.1 |  |  |  |  | 1
6535 | 18 | 14.1 |  |  |  |  | 1
6536 | 19.2 | 15.3 |  |  |  |  | 1
6537 | 20.2 | 16.3 |  |  |  |  | 1
6538 | 23.6 | 19.6 |  |  |  |  | 1
6539 | 22.9 | 18.9 |  |  |  |  | 1
6540 | 27.2 | 23.3 |  |  |  |  | 1
6541 | 29.7 | 25.7 |  |  |  |  | 1
6542 | 29.8 | 25.8 |  |  |  |  | 1
6543 | 32.2 | 27 |  |  |  |  | 1
6544 | 31.8 | 27 |  |  |  |  | 1
6545 | 30.5 | 26.5 |  |  |  |  | 1
6546 | 31 | 27 |  |  |  |  | 1
6547 | 27.7 | 23.7 |  |  |  |  | 1
6548 | 25.2 | 21.3 |  |  |  |  | 1
6549 | 25.3 | 21.3 |  |  |  |  | 1
6550 | 24.7 | 20.7 |  |  |  |  | 1
6551 | 21.4 | 17.4 |  |  |  |  | 1
6552 | 21.5 | 17.6 |  |  |  |  | 1
6553 | 17.8 | 13.8 |  |  |  |  | 1
6554 | 17.2 | 13.1 |  |  |  |  | 1
6555 | 16.3 | 12.3 |  |  |  |  | 1
6556 | 15.2 | 11.2 |  |  |  |  | 1
6557 | 17.1 | 13.1 |  |  |  |  | 1
6558 | 17.4 | 13.3 |  |  |  |  | 1
6559 | 19.6 | 15.5 |  |  |  |  | 1
6560 | 21.4 | 17.4 |  |  |  |  | 1
6561 | 21.9 | 17.9 |  |  |  |  | 1
6562 | 23.5 | 19.5 |  |  |  |  | 1
6563 | 25.9 | 21.9 |  |  |  |  | 1
6564 | 25.7 | 21.7 |  |  |  |  | 1
6565 | 28 | 24 |  |  |  |  | 1
6566 | 29.6 | 25.6 |  |  |  |  | 1
6567 | 31.5 | 27 |  |  |  |  | 1
6568 | 31.6 | 27 |  |  |  |  | 1
6569 | 31 | 27 |  |  |  |  | 1
6570 | 29.8 | 25.8 |  |  |  |  | 1
6571 | 28.6 | 24.6 |  |  |  |  | 1
6572 | 27.6 | 23.6 |  |  |  |  | 1
6573 | 24.5 | 20.4 |  |  |  |  | 1
6574 | 24 | 20 |  |  |  |  | 1
6575 | 22.9 | 18.9 |  |  |  |  | 1
6576 | 21.2 | 17.2 |  |  |  |  | 1
6577 | 17.4 | 13.4 |  |  |  |  | 1
6578 | 17.4 | 13.4 |  |  |  |  | 1
6579 | 15.7 | 11.6 |  |  |  |  | 1
6580 | 16.8 | 12.8 |  |  |  |  | 1
6581 | 18.4 | 14.3 |  |  |  |  | 1
6582 | 16.7 | 12.7 |  |  |  |  | 1
6583 | 18.6 | 14.6 |  |  |  |  | 1
6584 | 18.1 | 14 |  |  |  |  | 1
6585 | 23.1 | 19 |  |  |  |  | 1
6586 | 23.4 | 19.4 |  |  |  |  | 1
6587 | 25.7 | 21.6 |  |  |  |  | 1
6588 | 30.1 | 26.1 |  |  |  |  | 1
6589 | 28.9 | 24.8 |  |  |  |  | 1
6590 | 30.8 | 26.7 |  |  |  |  | 1
6591 | 30.9 | 26.9 |  |  |  |  | 1
6592 | 30.3 | 26.2 |  |  |  |  | 1
6593 | 31.1 | 27 |  |  |  |  | 1
6594 | 31 | 26.9 |  |  |  |  | 1
6595 | 29.2 | 25.1 |  |  |  |  | 1
6596 | 27 | 23 |  |  |  |  | 1
6597 | 25.9 | 21.9 |  |  |  |  | 1
6598 | 23 | 18.9 |  |  |  |  | 1
6599 | 23.7 | 19.6 |  |  |  |  | 1
6600 | 18.6 | 14.6 |  |  |  |  | 1
6601 | 18.9 | 14.8 |  |  |  |  | 1
6602 | 16.8 | 12.7 |  |  |  |  | 1
6603 | 15.6 | 11.5 |  |  |  |  | 1
6604 | 14.9 | 10.8 |  |  |  |  | 1
6605 | 18 | 13.9 |  |  |  |  | 1
6606 | 17.6 | 13.5 |  |  |  |  | 1
6607 | 17.7 | 13.6 |  |  |  |  | 1
6608 | 21.8 | 17.6 |  |  |  |  | 1
6609 | 22 | 17.9 |  |  |  |  | 1
6610 | 24.9 | 20.7 |  |  |  |  | 1
6611 | 25.3 | 21.2 |  |  |  |  | 1
6612 | 28.1 | 24 |  |  |  |  | 1
6613 | 28.6 | 24.4 |  |  |  |  | 1
6614 | 29.5 | 25.4 |  |  |  |  | 1
6615 | 27.9 | 23.8 |  |  |  |  | 1
6616 | 29.9 | 25.8 |  |  |  |  | 1
6617 | 30.6 | 26.5 |  |  |  |  | 1
6618 | 30.6 | 26.4 |  |  |  |  | 1
6619 | 28.2 | 24.1 |  |  |  |  | 1
6620 | 27.6 | 23.5 |  |  |  |  | 1
6621 | 25.8 | 21.7 |  |  |  |  | 1
6622 | 25.1 | 20.9 |  |  |  |  | 1
6623 | 21.4 | 17.3 |  |  |  |  | 1
6624 | 21.6 | 17.5 |  |  |  |  | 1
6625 | 18 | 13.9 |  |  |  |  | 1
6626 | 17.4 | 13.3 |  |  |  |  | 1
6627 | 15.1 | 10.9 |  |  |  |  | 1
6628 | 17.8 | 13.7 |  |  |  |  | 1
6629 | 16.9 | 12.8 |  |  |  |  | 1
6630 | 18.3 | 14.2 |  |  |  |  | 1
6631 | 18.8 | 14.6 |  |  |  |  | 1
6632 | 20.6 | 16.5 |  |  |  |  | 1
6633 | 20.8 | 16.7 |  |  |  |  | 1
6634 | 24.3 | 20.1 |  |  |  |  | 1
6635 | 25.5 | 21.4 |  |  |  |  | 1
6636 | 27.3 | 23.2 |  |  |  |  | 1
6637 | 27.3 | 23.1 |  |  |  |  | 1
6638 | 29.1 | 25 |  |  |  |  | 1
6639 | 31.2 | 27 |  |  |  |  | 1
6640 | 29.9 | 25.7 |  |  |  |  | 1
6641 | 28.2 | 24 |  |  |  |  | 1
6642 | 31.2 | 27 |  |  |  |  | 1
6643 | 29.3 | 25.1 |  |  |  |  | 1
6644 | 24.7 | 20.6 |  |  |  |  | 1
6645 | 26.6 | 22.5 |  |  |  |  | 1
6646 | 24.8 | 20.6 |  |  |  |  | 1
6647 | 18.4 | 14.3 |  |  |  |  | 1
6648 | 19.7 | 15.5 |  |  |  |  | 1
6649 | 18 | 13.8 |  |  |  |  | 1
6650 | 18.1 | 13.9 |  |  |  |  | 1
6651 | 17.5 | 13.3 |  |  |  |  | 1
6652 | 16.8 | 12.6 |  |  |  |  | 1
6653 | 15.9 | 11.6 |  |  |  |  | 1
6654 | 17 | 12.8 |  |  |  |  | 1
6655 | 17.7 | 13.5 |  |  |  |  | 1
6656 | 20.1 | 15.9 |  |  |  |  | 1
6657 | 23.2 | 19 |  |  |  |  | 1
6658 | 27.1 | 22.9 |  |  |  |  | 1
6659 | 24.7 | 20.5 |  |  |  |  | 1
6660 | 28.5 | 24.3 |  |  |  |  | 1
6661 | 26 | 21.8 |  |  |  |  | 1
6662 | 29.5 | 25.3 |  |  |  |  | 1
6663 | 29.8 | 25.6 |  |  |  |  | 1
6664 | 32.9 | 27 |  |  |  |  | 1
6665 | 28.3 | 24.1 |  |  |  |  | 1
6666 | 28.4 | 24.1 |  |  |  |  | 1
6667 | 28.1 | 23.9 |  |  |  |  | 1
6668 | 26 | 21.8 |  |  |  |  | 1
6669 | 24 | 19.8 |  |  |  |  | 1
6670 | 22.8 | 18.6 |  |  |  |  | 1
6671 | 22.4 | 18.2 |  |  |  |  | 1
6672 | 20.3 | 16.1 |  |  |  |  | 1
6673 | 16.1 | 11.8 |  |  |  |  | 1
6674 | 16.6 | 12.3 |  |  |  |  | 1
6675 | 14.4 | 10.2 |  |  |  |  | 1
6676 | 15.6 | 11.3 |  |  |  |  | 1
6677 | 17.9 | 13.6 |  |  |  |  | 1
6678 | 17.7 | 13.5 |  |  |  |  | 1
6679 | 17.6 | 13.3 |  |  |  |  | 1
6680 | 19.7 | 15.5 |  |  |  |  | 1
6681 | 20.4 | 16.2 |  |  |  |  | 1
6682 | 24.5 | 20.3 |  |  |  |  | 1
6683 | 25.6 | 21.3 |  |  |  |  | 1
6684 | 26.5 | 22.2 |  |  |  |  | 1
6685 | 29.1 | 24.9 |  |  |  |  | 1
6686 | 27.4 | 23.1 |  |  |  |  | 1
6687 | 27.4 | 23.1 |  |  |  |  | 1
6688 | 31.1 | 26.9 |  |  |  |  | 1
6689 | 28.2 | 23.9 |  |  |  |  | 1
6690 | 29.6 | 25.3 |  |  |  |  | 1
6691 | 29 | 24.8 |  |  |  |  | 1
6692 | 26.7 | 22.5 |  |  |  |  | 1
6693 | 24.2 | 19.9 |  |  |  |  | 1
6694 | 21.6 | 17.4 |  |  |  |  | 1
6695 | 21.4 | 17.1 |  |  |  |  | 1
6696 | 20 | 15.7 |  |  |  |  | 1
6697 | 17.5 | 13.2 |  |  |  |  | 1
6698 | 14.2 | 9.9 |  |  |  |  | 1
6699 | 15.5 | 11.2 |  |  |  |  | 1
6700 | 17.4 | 13.1 |  |  |  |  | 1
6701 | 17.3 | 13 |  |  |  |  | 1
6702 | 18 | 13.7 |  |  |  |  | 1
6703 | 17.2 | 12.8 |  |  |  |  | 1
6704 | 20.7 | 16.4 |  |  |  |  | 1
6705 | 21.1 | 16.8 |  |  |  |  | 1
6706 | 23.5 | 19.2 |  |  |  |  | 1
6707 | 24.5 | 20.2 |  |  |  |  | 1
6708 | 27.4 | 23 |  |  |  |  | 1
6709 | 28 | 23.7 |  |  |  |  | 1
6710 | 29.3 | 25 |  |  |  |  | 1
6711 | 29.6 | 25.3 |  |  |  |  | 1
6712 | 30 | 25.7 |  |  |  |  | 1
6713 | 29.4 | 25.1 |  |  |  |  | 1
6714 | 29 | 24.7 |  |  |  |  | 1
6715 | 27.6 | 23.3 |  |  |  |  | 1
6716 | 26.6 | 22.3 |  |  |  |  | 1
6717 | 23.1 | 18.8 |  |  |  |  | 1
6718 | 21.3 | 17 |  |  |  |  | 1
6719 | 21.7 | 17.4 |  |  |  |  | 1
6720 | 18.4 | 14.1 |  |  |  |  | 1
6721 | 15.4 | 11 |  |  |  |  | 1
6722 | 17.4 | 13.1 |  |  |  |  | 1
6723 | 16.3 | 11.9 |  |  |  |  | 1
6724 | 14.5 | 10.2 |  |  |  |  | 1
6725 | 15.4 | 11.1 |  |  |  |  | 1
6726 | 17.4 | 13 |  |  |  |  | 1
6727 | 15.6 | 11.2 |  |  |  |  | 1
6728 | 21.4 | 17 |  |  |  |  | 1
6729 | 19.8 | 15.5 |  |  |  |  | 1
6730 | 21.3 | 16.9 |  |  |  |  | 1
6731 | 23.3 | 18.9 |  |  |  |  | 1
6732 | 23.6 | 19.3 |  |  |  |  | 1
6733 | 29.2 | 24.8 |  |  |  |  | 1
6734 | 27.1 | 22.8 |  |  |  |  | 1
6735 | 28.7 | 24.3 |  |  |  |  | 1
6736 | 29.3 | 24.9 |  |  |  |  | 1
6737 | 30 | 25.6 |  |  |  |  | 1
6738 | 29.1 | 24.7 |  |  |  |  | 1
6739 | 27.3 | 23 |  |  |  |  | 1
6740 | 23.6 | 19.3 |  |  |  |  | 1
6741 | 25.1 | 20.8 |  |  |  |  | 1
6742 | 23.7 | 19.3 |  |  |  |  | 1
6743 | 20.7 | 16.3 |  |  |  |  | 1
6744 | 17.4 | 13 |  |  |  |  | 1
6745 | 18.2 | 13.8 |  |  |  |  | 1
6746 | 16.3 | 11.9 |  |  |  |  | 1
6747 | 15.6 | 11.2 |  |  |  |  | 1
6748 | 15.2 | 10.8 |  |  |  |  | 1
6749 | 14.8 | 10.4 |  |  |  |  | 1
6750 | 13.7 | 9.3 |  |  |  |  | 1
6751 | 15.8 | 11.4 |  |  |  |  | 1
6752 | 18.7 | 14.3 |  |  |  |  | 1
6753 | 18.2 | 13.8 |  |  |  |  | 1
6754 | 21.4 | 17 |  |  |  |  | 1
6755 | 24.5 | 20.1 |  |  |  |  | 1
6756 | 27.2 | 22.8 |  |  |  |  | 1
6757 | 28.6 | 24.2 |  |  |  |  | 1
6758 | 27.6 | 23.2 |  |  |  |  | 1
6759 | 28.4 | 24 |  |  |  |  | 1
6760 | 30.4 | 26 |  |  |  |  | 1
6761 | 29.3 | 24.9 |  |  |  |  | 1
6762 | 28.5 | 24.1 |  |  |  |  | 1
6763 | 27.7 | 23.3 |  |  |  |  | 1
6764 | 26.1 | 21.7 |  |  |  |  | 1
6765 | 23.7 | 19.3 |  |  |  |  | 1
6766 | 23.1 | 18.7 |  |  |  |  | 1
6767 | 20.7 | 16.3 |  |  |  |  | 1
6768 | 18.4 | 14 |  |  |  |  | 1
6769 | 18.1 | 13.6 |  |  |  |  | 1
6770 | 14.1 | 9.7 |  |  |  |  | 1
6771 | 15.6 | 11.1 |  |  |  |  | 1
6772 | 17.3 | 12.9 |  |  |  |  | 1
6773 | 15.4 | 11 |  |  |  |  | 1
6774 | 15.3 | 10.8 |  |  |  |  | 1
6775 | 18.6 | 14.1 |  |  |  |  | 1
6776 | 18.8 | 14.3 |  |  |  |  | 1
6777 | 20.1 | 15.6 |  |  |  |  | 1
6778 | 22.8 | 18.3 |  |  |  |  | 1
6779 | 20.6 | 16.2 |  |  |  |  | 1
6780 | 25.1 | 20.6 |  |  |  |  | 1
6781 | 28.9 | 24.4 |  |  |  |  | 1
6782 | 28.4 | 23.9 |  |  |  |  | 1
6783 | 28.9 | 24.4 |  |  |  |  | 1
6784 | 30 | 25.6 |  |  |  |  | 1
6785 | 28.3 | 23.9 |  |  |  |  | 1
6786 | 29.1 | 24.7 |  |  |  |  | 1
6787 | 28.1 | 23.6 |  |  |  |  | 1
6788 | 24.7 | 20.3 |  |  |  |  | 1
6789 | 24 | 19.6 |  |  |  |  | 1
6790 | 23.2 | 18.7 |  |  |  |  | 1
6791 | 21.2 | 16.7 |  |  |  |  | 1
6792 | 19 | 14.6 |  |  |  |  | 1
6793 | 16.8 | 12.3 |  |  |  |  | 1
6794 | 15.4 | 10.9 |  |  |  |  | 1
6795 | 15.5 | 11 |  |  |  |  | 1
6796 | 14.7 | 10.2 |  |  |  |  | 1
6797 | 15.8 | 11.3 |  |  |  |  | 1
6798 | 16.8 | 12.2 |  |  |  |  | 1
6799 | 16.1 | 11.6 |  |  |  |  | 1
6800 | 18.1 | 13.6 |  |  |  |  | 1
6801 | 21 | 16.5 |  |  |  |  | 1
6802 | 22.9 | 18.4 |  |  |  |  | 1
6803 | 25.3 | 20.8 |  |  |  |  | 1
6804 | 24.9 | 20.4 |  |  |  |  | 1
6805 | 27.5 | 23 |  |  |  |  | 1
6806 | 31.5 | 27 |  |  |  |  | 1
6807 | 30.4 | 25.9 |  |  |  |  | 1
6808 | 28.1 | 23.5 |  |  |  |  | 1
6809 | 28.2 | 23.7 |  |  |  |  | 1
6810 | 26.9 | 22.4 |  |  |  |  | 1
6811 | 26 | 21.5 |  |  |  |  | 1
6812 | 25.1 | 20.6 |  |  |  |  | 1
6813 | 23.6 | 19.1 |  |  |  |  | 1
6814 | 23 | 18.5 |  |  |  |  | 1
6815 | 19.6 | 15.1 |  |  |  |  | 1
6816 | 19.9 | 15.4 |  |  |  |  | 1
6817 | 19.4 | 14.9 |  |  |  |  | 1
6818 | 14.7 | 10.1 |  |  |  |  | 1
6819 | 15.2 | 10.6 |  |  |  |  | 1
6820 | 16.3 | 11.8 |  |  |  |  | 1
6821 | 13.5 | 8.9 |  |  |  |  | 1
6822 | 17.4 | 12.9 |  |  |  |  | 1
6823 | 17.8 | 13.2 |  |  |  |  | 1
6824 | 16.4 | 11.8 |  |  |  |  | 1
6825 | 18.5 | 14 |  |  |  |  | 1
6826 | 21.4 | 16.8 |  |  |  |  | 1
6827 | 24.3 | 19.8 |  |  |  |  | 1
6828 | 25.5 | 20.9 |  |  |  |  | 1
6829 | 25.7 | 21.2 |  |  |  |  | 1
6830 | 30.1 | 25.5 |  |  |  |  | 1
6831 | 28.5 | 24 |  |  |  |  | 1
6832 | 26.3 | 21.8 |  |  |  |  | 1
6833 | 27 | 22.5 |  |  |  |  | 1
6834 | 27 | 22.4 |  |  |  |  | 1
6835 | 25.8 | 21.3 |  |  |  |  | 1
6836 | 25.8 | 21.3 |  |  |  |  | 1
6837 | 24.2 | 19.6 |  |  |  |  | 1
6838 | 20.6 | 16.1 |  |  |  |  | 1
6839 | 20 | 15.5 |  |  |  |  | 1
6840 | 20.4 | 15.8 |  |  |  |  | 1
6841 | 17 | 12.4 |  |  |  |  | 1
6842 | 15.8 | 11.1 |  |  |  |  | 1
6843 | 13.8 | 9.2 |  |  |  |  | 1
6844 | 16.8 | 12.2 |  |  |  |  | 1
6845 | 17 | 12.3 |  |  |  |  | 1
6846 | 16.9 | 12.3 |  |  |  |  | 1
6847 | 17.7 | 13.1 |  |  |  |  | 1
6848 | 18.1 | 13.4 |  |  |  |  | 1
6849 | 19.1 | 14.5 |  |  |  |  | 1
6850 | 22.7 | 18 |  |  |  |  | 1
6851 | 25.1 | 20.5 |  |  |  |  | 1
6852 | 25 | 20.4 |  |  |  |  | 1
6853 | 25.3 | 20.7 |  |  |  |  | 1
6854 | 30.2 | 25.6 |  |  |  |  | 1
6855 | 28.9 | 24.3 |  |  |  |  | 1
6856 | 28 | 23.4 |  |  |  |  | 1
6857 | 27.9 | 23.3 |  |  |  |  | 1
6858 | 26.2 | 21.6 |  |  |  |  | 1
6859 | 26 | 21.4 |  |  |  |  | 1
6860 | 24.3 | 19.7 |  |  |  |  | 1
6861 | 24.8 | 20.2 |  |  |  |  | 1
6862 | 23.6 | 19 |  |  |  |  | 1
6863 | 21.4 | 16.8 |  |  |  |  | 1
6864 | 20.5 | 15.8 |  |  |  |  | 1
6865 | 15.4 | 10.7 |  |  |  |  | 1
6866 | 14.6 | 10 |  |  |  |  | 1
6867 | 13.4 | 8.7 |  |  |  |  | 1
6868 | 13.4 | 8.7 |  |  |  |  | 1
6869 | 16.5 | 11.8 |  |  |  |  | 1
6870 | 13.7 | 9 |  |  |  |  | 1
6871 | 15.8 | 11.1 |  |  |  |  | 1
6872 | 17.7 | 13 |  |  |  |  | 1
6873 | 18.4 | 13.7 |  |  |  |  | 1
6874 | 22.1 | 17.4 |  |  |  |  | 1
6875 | 23.1 | 18.4 |  |  |  |  | 1
6876 | 24 | 19.4 |  |  |  |  | 1
6877 | 27.6 | 23 |  |  |  |  | 1
6878 | 28.2 | 23.6 |  |  |  |  | 1
6879 | 29.7 | 25 |  |  |  |  | 1
6880 | 30.4 | 25.8 |  |  |  |  | 1
6881 | 25.8 | 21.1 |  |  |  |  | 1
6882 | 26.6 | 21.9 |  |  |  |  | 1
6883 | 26.3 | 21.6 |  |  |  |  | 1
6884 | 26.9 | 22.2 |  |  |  |  | 1
6885 | 22.3 | 17.6 |  |  |  |  | 1
6886 | 20.9 | 16.2 |  |  |  |  | 1
6887 | 18.9 | 14.3 |  |  |  |  | 1
6888 | 17.8 | 13.1 |  |  |  |  | 1
6889 | 15.5 | 10.7 |  |  |  |  | 1
6890 | 15.7 | 11 |  |  |  |  | 1
6891 | 13.2 | 8.5 |  |  |  |  | 1
6892 | 10.6 | 5.9 |  |  |  |  | 1
6893 | 13 | 8.3 |  |  |  |  | 1
6894 | 16.4 | 11.7 |  |  |  |  | 1
6895 | 16.8 | 12.1 |  |  |  |  | 1
6896 | 18.7 | 14 |  |  |  |  | 1
6897 | 19.9 | 15.2 |  |  |  |  | 1
6898 | 22 | 17.3 |  |  |  |  | 1
6899 | 25.2 | 20.5 |  |  |  |  | 1
6900 | 25.2 | 20.5 |  |  |  |  | 1
6901 | 26.5 | 21.8 |  |  |  |  | 1
6902 | 26.7 | 22 |  |  |  |  | 1
6903 | 28.2 | 23.4 |  |  |  |  | 1
6904 | 27.4 | 22.7 |  |  |  |  | 1
6905 | 26.9 | 22.2 |  |  |  |  | 1
6906 | 27.1 | 22.4 |  |  |  |  | 1
6907 | 25.8 | 21.1 |  |  |  |  | 1
6908 | 24.7 | 20 |  |  |  |  | 1
6909 | 23.6 | 18.9 |  |  |  |  | 1
6910 | 23.6 | 18.9 |  |  |  |  | 1
6911 | 19.3 | 14.6 |  |  |  |  | 1
6912 | 16.2 | 11.5 |  |  |  |  | 1
6913 | 16.5 | 11.7 |  |  |  |  | 1
6914 | 12.6 | 7.9 |  |  |  |  | 1
6915 | 14.7 | 9.9 |  |  |  |  | 1
6916 | 13.5 | 8.7 |  |  |  |  | 1
6917 | 15.1 | 10.3 |  |  |  |  | 1
6918 | 18.2 | 13.5 |  |  |  |  | 1
6919 | 16.2 | 11.5 |  |  |  |  | 1
6920 | 17.7 | 13 |  |  |  |  | 1
6921 | 20.2 | 15.5 |  |  |  |  | 1
6922 | 21 | 16.2 |  |  |  |  | 1
6923 | 23.5 | 18.7 |  |  |  |  | 1
6924 | 26.1 | 21.3 |  |  |  |  | 1
6925 | 27.5 | 22.7 |  |  |  |  | 1
6926 | 27.7 | 22.9 |  |  |  |  | 1
6927 | 28.9 | 24.1 |  |  |  |  | 1
6928 | 29.9 | 25.2 |  |  |  |  | 1
6929 | 28.6 | 23.8 |  |  |  |  | 1
6930 | 27.6 | 22.8 |  |  |  |  | 1
6931 | 26.2 | 21.4 |  |  |  |  | 1
6932 | 27.5 | 22.7 |  |  |  |  | 1
6933 | 22.2 | 17.4 |  |  |  |  | 1
6934 | 21.9 | 17.2 |  |  |  |  | 1
6935 | 18.4 | 13.6 |  |  |  |  | 1
6936 | 17.3 | 12.5 |  |  |  |  | 1
6937 | 16.5 | 11.7 |  |  |  |  | 1
6938 | 14.1 | 9.3 |  |  |  |  | 1
6939 | 12.6 | 7.7 |  |  |  |  | 1
6940 | 14.4 | 9.5 |  |  |  |  | 1
6941 | 15.7 | 10.9 |  |  |  |  | 1
6942 | 15 | 10.1 |  |  |  |  | 1
6943 | 17.7 | 12.8 |  |  |  |  | 1
6944 | 19.3 | 14.5 |  |  |  |  | 1
6945 | 20.7 | 15.9 |  |  |  |  | 1
6946 | 19.9 | 15.1 |  |  |  |  | 1
6947 | 21.2 | 16.4 |  |  |  |  | 1
6948 | 25.8 | 20.9 |  |  |  |  | 1
6949 | 27.1 | 22.2 |  |  |  |  | 1
6950 | 26.7 | 21.9 |  |  |  |  | 1
6951 | 27.1 | 22.3 |  |  |  |  | 1
6952 | 28.9 | 24.1 |  |  |  |  | 1
6953 | 28.7 | 23.9 |  |  |  |  | 1
6954 | 26 | 21.1 |  |  |  |  | 1
6955 | 26.1 | 21.3 |  |  |  |  | 1
6956 | 23.3 | 18.5 |  |  |  |  | 1
6957 | 22.2 | 17.4 |  |  |  |  | 1
6958 | 20.2 | 15.4 |  |  |  |  | 1
6959 | 19.7 | 14.9 |  |  |  |  | 1
6960 | 16.5 | 11.7 |  |  |  |  | 1
6961 | 15.3 | 10.4 |  |  |  |  | 1
6962 | 17.5 | 12.6 |  |  |  |  | 1
6963 | 13.8 | 8.9 |  |  |  |  | 1
6964 | 15 | 10.1 |  |  |  |  | 1
6965 | 13.9 | 9 |  |  |  |  | 1
6966 | 16.1 | 11.2 |  |  |  |  | 1
6967 | 17.4 | 12.5 |  |  |  |  | 1
6968 | 15.5 | 10.6 |  |  |  |  | 1
6969 | 20 | 15.2 |  |  |  |  | 1
6970 | 20.8 | 15.9 |  |  |  |  | 1
6971 | 25.4 | 20.5 |  |  |  |  | 1
6972 | 23.7 | 18.8 |  |  |  |  | 1
6973 | 24.6 | 19.7 |  |  |  |  | 1
6974 | 25.8 | 20.9 |  |  |  |  | 1
6975 | 27.6 | 22.7 |  |  |  |  | 1
6976 | 26.9 | 22.1 |  |  |  |  | 1
6977 | 27.6 | 22.7 |  |  |  |  | 1
6978 | 27.6 | 22.8 |  |  |  |  | 1
6979 | 25.2 | 20.4 |  |  |  |  | 1
6980 | 24.6 | 19.7 |  |  |  |  | 1
6981 | 24.5 | 19.7 |  |  |  |  | 1
6982 | 21.3 | 16.5 |  |  |  |  | 1
6983 | 18.2 | 13.4 |  |  |  |  | 1
6984 | 18.7 | 13.8 |  |  |  |  | 1
6985 | 17 | 12.1 |  |  |  |  | 1
6986 | 15.5 | 10.6 |  |  |  |  | 1
6987 | 15.3 | 10.4 |  |  |  |  | 1
6988 | 13.2 | 8.2 |  |  |  |  | 1
6989 | 14.1 | 9.2 |  |  |  |  | 1
6990 | 15.4 | 10.5 |  |  |  |  | 1
6991 | 17.1 | 12.2 |  |  |  |  | 1
6992 | 15.9 | 11 |  |  |  |  | 1
6993 | 16.8 | 11.9 |  |  |  |  | 1
6994 | 21.8 | 16.9 |  |  |  |  | 1
6995 | 18.9 | 14 |  |  |  |  | 1
6996 | 24 | 19.1 |  |  |  |  | 1
6997 | 24.5 | 19.6 |  |  |  |  | 1
6998 | 27.7 | 22.8 |  |  |  |  | 1
6999 | 26.8 | 21.9 |  |  |  |  | 1
7000 | 26.8 | 21.9 |  |  |  |  | 1
7001 | 28.7 | 23.8 |  |  |  |  | 1
7002 | 26.1 | 21.1 |  |  |  |  | 1
7003 | 25.9 | 21 |  |  |  |  | 1
7004 | 25.8 | 20.9 |  |  |  |  | 1
7005 | 22.7 | 17.8 |  |  |  |  | 1
7006 | 21.4 | 16.4 |  |  |  |  | 1
7007 | 20.2 | 15.2 |  |  |  |  | 1
7008 | 18.4 | 13.4 |  |  |  |  | 1
7009 | 17.4 | 12.5 |  |  |  |  | 1
7010 | 16.5 | 11.5 |  |  |  |  | 1
7011 | 14.9 | 9.9 |  |  |  |  | 1
7012 | 14.9 | 10 |  |  |  |  | 1
7013 | 13.2 | 8.2 |  |  |  |  | 1
7014 | 13.6 | 8.6 |  |  |  |  | 1
7015 | 16.2 | 11.3 |  |  |  |  | 1
7016 | 16.6 | 11.6 |  |  |  |  | 1
7017 | 16.9 | 11.9 |  |  |  |  | 1
7018 | 20.7 | 15.8 |  |  |  |  | 1
7019 | 25.3 | 20.3 |  |  |  |  | 1
7020 | 25.5 | 20.6 |  |  |  |  | 1
7021 | 26.5 | 21.5 |  |  |  |  | 1
7022 | 23.6 | 18.6 |  |  |  |  | 1
7023 | 29.4 | 24.4 |  |  |  |  | 1
7024 | 26.1 | 21.2 |  |  |  |  | 1
7025 | 29.2 | 24.2 |  |  |  |  | 1
7026 | 26.3 | 21.3 |  |  |  |  | 1
7027 | 25.8 | 20.9 |  |  |  |  | 1
7028 | 24.3 | 19.4 |  |  |  |  | 1
7029 | 19.6 | 14.7 |  |  |  |  | 1
7030 | 20.7 | 15.7 |  |  |  |  | 1
7031 | 19 | 14 |  |  |  |  | 1
7032 | 17.1 | 12.1 |  |  |  |  | 1
7033 | 15.2 | 10.1 |  |  |  |  | 1
7034 | 13.3 | 8.3 |  |  |  |  | 1
7035 | 14.9 | 9.8 |  |  |  |  | 1
7036 | 11.1 | 6.1 |  |  |  |  | 1
7037 | 14.3 | 9.3 |  |  |  |  | 1
7038 | 16.7 | 11.7 |  |  |  |  | 1
7039 | 15.8 | 10.7 |  |  |  |  | 1
7040 | 16.9 | 11.8 |  |  |  |  | 1
7041 | 19.1 | 14.1 |  |  |  |  | 1
7042 | 19.3 | 14.2 |  |  |  |  | 1
7043 | 21.6 | 16.6 |  |  |  |  | 1
7044 | 23.8 | 18.7 |  |  |  |  | 1
7045 | 25.7 | 20.6 |  |  |  |  | 1
7046 | 27.8 | 22.8 |  |  |  |  | 1
7047 | 27.7 | 22.6 |  |  |  |  | 1
7048 | 27.9 | 22.8 |  |  |  |  | 1
7049 | 27.2 | 22.1 |  |  |  |  | 1
7050 | 26.8 | 21.8 |  |  |  |  | 1
7051 | 26.2 | 21.2 |  |  |  |  | 1
7052 | 25.2 | 20.2 |  |  |  |  | 1
7053 | 22.9 | 17.9 |  |  |  |  | 1
7054 | 20.8 | 15.8 |  |  |  |  | 1
7055 | 15.2 | 10.2 |  |  |  |  | 1
7056 | 16 | 11 |  |  |  |  | 1
7057 | 15.3 | 10.2 |  |  |  |  | 1
7058 | 14.3 | 9.2 |  |  |  |  | 1
7059 | 13.2 | 8.1 |  |  |  |  | 1
7060 | 14.8 | 9.7 |  |  |  |  | 1
7061 | 14 | 8.9 |  |  |  |  | 1
7062 | 13.1 | 8 |  |  |  |  | 1
7063 | 14 | 8.9 |  |  |  |  | 1
7064 | 15.5 | 10.4 |  |  |  |  | 1
7065 | 17.5 | 12.5 |  |  |  |  | 1
7066 | 21.3 | 16.3 |  |  |  |  | 1
7067 | 24 | 18.9 |  |  |  |  | 1
7068 | 24.5 | 19.4 |  |  |  |  | 1
7069 | 26.6 | 21.5 |  |  |  |  | 1
7070 | 26.3 | 21.2 |  |  |  |  | 1
7071 | 25.6 | 20.5 |  |  |  |  | 1
7072 | 28 | 22.9 |  |  |  |  | 1
7073 | 27 | 22 |  |  |  |  | 1
7074 | 25.3 | 20.2 |  |  |  |  | 1
7075 | 24.7 | 19.6 |  |  |  |  | 1
7076 | 24.1 | 19 |  |  |  |  | 1
7077 | 21.3 | 16.2 |  |  |  |  | 1
7078 | 20.7 | 15.6 |  |  |  |  | 1
7079 | 17.5 | 12.4 |  |  |  |  | 1
7080 | 18.4 | 13.4 |  |  |  |  | 1
7081 | 14.6 | 9.5 |  |  |  |  | 1
7082 | 15.1 | 10 |  |  |  |  | 1
7083 | 14.7 | 9.6 |  |  |  |  | 1
7084 | 14.9 | 9.7 |  |  |  |  | 1
7085 | 13 | 7.9 |  |  |  |  | 1
7086 | 13.9 | 8.7 |  |  |  |  | 1
7087 | 15 | 9.9 |  |  |  |  | 1
7088 | 18.4 | 13.3 |  |  |  |  | 1
7089 | 18.9 | 13.8 |  |  |  |  | 1
7090 | 21.8 | 16.7 |  |  |  |  | 1
7091 | 20.6 | 15.5 |  |  |  |  | 1
7092 | 23 | 17.9 |  |  |  |  | 1
7093 | 24 | 18.8 |  |  |  |  | 1
7094 | 25.1 | 20 |  |  |  |  | 1
7095 | 27.2 | 22.1 |  |  |  |  | 1
7096 | 26 | 20.9 |  |  |  |  | 1
7097 | 27.6 | 22.5 |  |  |  |  | 1
7098 | 24.5 | 19.4 |  |  |  |  | 1
7099 | 25.4 | 20.3 |  |  |  |  | 1
7100 | 24.7 | 19.5 |  |  |  |  | 1
7101 | 21.5 | 16.4 |  |  |  |  | 1
7102 | 21.2 | 16 |  |  |  |  | 1
7103 | 19.2 | 14.1 |  |  |  |  | 1
7104 | 17.8 | 12.6 |  |  |  |  | 1
7105 | 13.8 | 8.6 |  |  |  |  | 1
7106 | 13.7 | 8.5 |  |  |  |  | 1
7107 | 11.8 | 6.6 |  |  |  |  | 1
7108 | 11.3 | 6.2 |  |  |  |  | 1
7109 | 12.6 | 7.4 |  |  |  |  | 1
7110 | 13.9 | 8.7 |  |  |  |  | 1
7111 | 14.9 | 9.7 |  |  |  |  | 1
7112 | 17.5 | 12.4 |  |  |  |  | 1
7113 | 19.3 | 14.1 |  |  |  |  | 1
7114 | 20.3 | 15.1 |  |  |  |  | 1
7115 | 23.3 | 18.1 |  |  |  |  | 1
7116 | 23.7 | 18.5 |  |  |  |  | 1
7117 | 24.5 | 19.3 |  |  |  |  | 1
7118 | 26.5 | 21.3 |  |  |  |  | 1
7119 | 27 | 21.8 |  |  |  |  | 1
7120 | 27.4 | 22.2 |  |  |  |  | 1
7121 | 28.3 | 23.2 |  |  |  |  | 1
7122 | 23.7 | 18.5 |  |  |  |  | 1
7123 | 26.1 | 20.9 |  |  |  |  | 1
7124 | 23.1 | 17.9 |  |  |  |  | 1
7125 | 21.1 | 15.9 |  |  |  |  | 1
7126 | 20.7 | 15.5 |  |  |  |  | 1
7127 | 18.4 | 13.2 |  |  |  |  | 1
7128 | 17.5 | 12.3 |  |  |  |  | 1
7129 | 13.6 | 8.4 |  |  |  |  | 1
7130 | 14.3 | 9.1 |  |  |  |  | 1
7131 | 11.9 | 6.6 |  |  |  |  | 1
7132 | 13.3 | 8.1 |  |  |  |  | 1
7133 | 13 | 7.8 |  |  |  |  | 1
7134 | 11.5 | 6.2 |  |  |  |  | 1
7135 | 13.8 | 8.6 |  |  |  |  | 1
7136 | 16.4 | 11.2 |  |  |  |  | 1
7137 | 17.9 | 12.7 |  |  |  |  | 1
7138 | 19.9 | 14.7 |  |  |  |  | 1
7139 | 19.9 | 14.7 |  |  |  |  | 1
7140 | 23.4 | 18.1 |  |  |  |  | 1
7141 | 25.6 | 20.3 |  |  |  |  | 1
7142 | 25.9 | 20.7 |  |  |  |  | 1
7143 | 25.9 | 20.7 |  |  |  |  | 1
7144 | 26.3 | 21 |  |  |  |  | 1
7145 | 28.1 | 22.8 |  |  |  |  | 1
7146 | 24.5 | 19.2 |  |  |  |  | 1
7147 | 25.1 | 19.9 |  |  |  |  | 1
7148 | 23.4 | 18.1 |  |  |  |  | 1
7149 | 21.4 | 16.2 |  |  |  |  | 1
7150 | 19.3 | 14 |  |  |  |  | 1
7151 | 18.2 | 13 |  |  |  |  | 1
7152 | 13.6 | 8.3 |  |  |  |  | 1
7153 | 14.6 | 9.3 |  |  |  |  | 1
7154 | 13.5 | 8.2 |  |  |  |  | 1
7155 | 13.9 | 8.6 |  |  |  |  | 1
7156 | 12 | 6.8 |  |  |  |  | 1
7157 | 14 | 8.8 |  |  |  |  | 1
7158 | 14.5 | 9.2 |  |  |  |  | 1
7159 | 14.2 | 8.9 |  |  |  |  | 1
7160 | 14.3 | 9 |  |  |  |  | 1
7161 | 17.7 | 12.4 |  |  |  |  | 1
7162 | 21.2 | 15.9 |  |  |  |  | 1
7163 | 23.3 | 18 |  |  |  |  | 1
7164 | 22.7 | 17.4 |  |  |  |  | 1
7165 | 25.4 | 20.1 |  |  |  |  | 1
7166 | 27.5 | 22.2 |  |  |  |  | 1
7167 | 25.2 | 19.9 |  |  |  |  | 1
7168 | 26.1 | 20.9 |  |  |  |  | 1
7169 | 27.1 | 21.8 |  |  |  |  | 1
7170 | 24 | 18.7 |  |  |  |  | 1
7171 | 24 | 18.8 |  |  |  |  | 1
7172 | 23.7 | 18.4 |  |  |  |  | 1
7173 | 19.9 | 14.6 |  |  |  |  | 1
7174 | 18.6 | 13.3 |  |  |  |  | 1
7175 | 19.2 | 14 |  |  |  |  | 1
7176 | 17.1 | 11.8 |  |  |  |  | 1
7177 | 12.9 | 7.6 |  |  |  |  | 1
7178 | 15.3 | 10 |  |  |  |  | 1
7179 | 15.6 | 10.2 |  |  |  |  | 1
7180 | 12.3 | 6.9 |  |  |  |  | 1
7181 | 10.9 | 5.5 |  |  |  |  | 1
7182 | 14.2 | 8.9 |  |  |  |  | 1
7183 | 16.2 | 10.8 |  |  |  |  | 1
7184 | 15.5 | 10.2 |  |  |  |  | 1
7185 | 15.7 | 10.4 |  |  |  |  | 1
7186 | 23 | 17.7 |  |  |  |  | 1
7187 | 20.9 | 15.6 |  |  |  |  | 1
7188 | 23.3 | 17.9 |  |  |  |  | 1
7189 | 26.1 | 20.7 |  |  |  |  | 1
7190 | 26.5 | 21.2 |  |  |  |  | 1
7191 | 28.2 | 22.8 |  |  |  |  | 1
7192 | 27.6 | 22.3 |  |  |  |  | 1
7193 | 27.1 | 21.8 |  |  |  |  | 1
7194 | 26.2 | 20.9 |  |  |  |  | 1
7195 | 22.5 | 17.2 |  |  |  |  | 1
7196 | 19.9 | 14.6 |  |  |  |  | 1
7197 | 22.4 | 17.1 |  |  |  |  | 1
7198 | 20 | 14.7 |  |  |  |  | 1
7199 | 15.7 | 10.4 |  |  |  |  | 1
7200 | 17.2 | 11.8 |  |  |  |  | 1
7201 | 14.7 | 9.4 |  |  |  |  | 1
7202 | 12.5 | 7.1 |  |  |  |  | 1
7203 | 12.4 | 7 |  |  |  |  | 1
7204 | 13.4 | 8 |  |  |  |  | 1
7205 | 12.9 | 7.6 |  |  |  |  | 1
7206 | 11.9 | 6.5 |  |  |  |  | 1
7207 | 15.1 | 9.7 |  |  |  |  | 1
7208 | 14.9 | 9.6 |  |  |  |  | 1
7209 | 15.7 | 10.3 |  |  |  |  | 1
7210 | 19.8 | 14.4 |  |  |  |  | 1
7211 | 21.3 | 15.9 |  |  |  |  | 1
7212 | 22.9 | 17.5 |  |  |  |  | 1
7213 | 24.6 | 19.2 |  |  |  |  | 1
7214 | 27 | 21.6 |  |  |  |  | 1
7215 | 26.8 | 21.4 |  |  |  |  | 1
7216 | 23 | 17.7 |  |  |  |  | 1
7217 | 25 | 19.6 |  |  |  |  | 1
7218 | 24.8 | 19.4 |  |  |  |  | 1
7219 | 24 | 18.6 |  |  |  |  | 1
7220 | 21.6 | 16.2 |  |  |  |  | 1
7221 | 21 | 15.6 |  |  |  |  | 1
7222 | 20.8 | 15.4 |  |  |  |  | 1
7223 | 18.4 | 13 |  |  |  |  | 1
7224 | 15.9 | 10.5 |  |  |  |  | 1
7225 | 12.5 | 7 |  |  |  |  | 1
7226 | 12.9 | 7.4 |  |  |  |  | 1
7227 | 11.6 | 6.1 |  |  |  |  | 1
7228 | 13 | 7.6 |  |  |  |  | 1
7229 | 10.2 | 4.7 |  |  |  |  | 1
7230 | 14.9 | 9.4 |  |  |  |  | 1
7231 | 14.1 | 8.7 |  |  |  |  | 1
7232 | 16.5 | 11.1 |  |  |  |  | 1
7233 | 16.5 | 11.1 |  |  |  |  | 1
7234 | 17.9 | 12.5 |  |  |  |  | 1
7235 | 19.3 | 13.9 |  |  |  |  | 1
7236 | 23.5 | 18.1 |  |  |  |  | 1
7237 | 21.5 | 16.1 |  |  |  |  | 1
7238 | 26.6 | 21.2 |  |  |  |  | 1
7239 | 25 | 19.6 |  |  |  |  | 1
7240 | 23.7 | 18.2 |  |  |  |  | 1
7241 | 25.6 | 20.2 |  |  |  |  | 1
7242 | 26.5 | 21.1 |  |  |  |  | 1
7243 | 25.2 | 19.8 |  |  |  |  | 1
7244 | 23.3 | 17.8 |  |  |  |  | 1
7245 | 19.9 | 14.4 |  |  |  |  | 1
7246 | 17.4 | 11.9 |  |  |  |  | 1
7247 | 18.5 | 13 |  |  |  |  | 1
7248 | 15.7 | 10.3 |  |  |  |  | 1
7249 | 14.1 | 8.6 |  |  |  |  | 1
7250 | 13.8 | 8.3 |  |  |  |  | 1
7251 | 11.9 | 6.5 |  |  |  |  | 1
7252 | 11.2 | 5.7 |  |  |  |  | 1
7253 | 14.9 | 9.5 |  |  |  |  | 1
7254 | 12 | 6.5 |  |  |  |  | 1
7255 | 14.2 | 8.7 |  |  |  |  | 1
7256 | 14.8 | 9.3 |  |  |  |  | 1
7257 | 15.9 | 10.5 |  |  |  |  | 1
7258 | 17.7 | 12.2 |  |  |  |  | 1
7259 | 19.4 | 13.9 |  |  |  |  | 1
7260 | 22.1 | 16.6 |  |  |  |  | 1
7261 | 22.2 | 16.7 |  |  |  |  | 1
7262 | 25.6 | 20.1 |  |  |  |  | 1
7263 | 26.4 | 20.9 |  |  |  |  | 1
7264 | 25.6 | 20.1 |  |  |  |  | 1
7265 | 24.2 | 18.7 |  |  |  |  | 1
7266 | 22.9 | 17.4 |  |  |  |  | 1
7267 | 22.8 | 17.3 |  |  |  |  | 1
7268 | 21.6 | 16.1 |  |  |  |  | 1
7269 | 21.3 | 15.8 |  |  |  |  | 1
7270 | 17.4 | 11.9 |  |  |  |  | 1
7271 | 15.7 | 10.2 |  |  |  |  | 1
7272 | 17.7 | 12.2 |  |  |  |  | 1
7273 | 15.1 | 9.5 |  |  |  |  | 1
7274 | 13.5 | 8 |  |  |  |  | 1
7275 | 11.4 | 5.9 |  |  |  |  | 1
7276 | 10.6 | 5.1 |  |  |  |  | 1
7277 | 10.7 | 5.2 |  |  |  |  | 1
7278 | 12.4 | 6.9 |  |  |  |  | 1
7279 | 13.2 | 7.7 |  |  |  |  | 1
7280 | 15 | 9.5 |  |  |  |  | 1
7281 | 16.6 | 11.1 |  |  |  |  | 1
7282 | 18 | 12.5 |  |  |  |  | 1
7283 | 20.6 | 15.1 |  |  |  |  | 1
7284 | 20.7 | 15.2 |  |  |  |  | 1
7285 | 25.6 | 20 |  |  |  |  | 1
7286 | 26 | 20.5 |  |  |  |  | 1
7287 | 24.6 | 19 |  |  |  |  | 1
7288 | 25.4 | 19.9 |  |  |  |  | 1
7289 | 26.3 | 20.7 |  |  |  |  | 1
7290 | 24.4 | 18.8 |  |  |  |  | 1
7291 | 23 | 17.5 |  |  |  |  | 1
7292 | 19.6 | 14 |  |  |  |  | 1
7293 | 19.8 | 14.3 |  |  |  |  | 1
7294 | 20 | 14.4 |  |  |  |  | 1
7295 | 16.8 | 11.3 |  |  |  |  | 1
7296 | 14.3 | 8.8 |  |  |  |  | 1
7297 | 15.6 | 10 |  |  |  |  | 1
7298 | 9.9 | 4.3 |  |  |  |  | 1
7299 | 12.6 | 7 |  |  |  |  | 1
7300 | 13.1 | 7.5 |  |  |  |  | 1
7301 | 13.8 | 8.3 |  |  |  |  | 1
7302 | 13 | 7.4 |  |  |  |  | 1
7303 | 15 | 9.4 |  |  |  |  | 1
7304 | 15.5 | 9.9 |  |  |  |  | 1
7305 | 16.9 | 11.3 |  |  |  |  | 1
7306 | 18.4 | 12.8 |  |  |  |  | 1
7307 | 19.3 | 13.7 |  |  |  |  | 1
7308 | 21.2 | 15.6 |  |  |  |  | 1
7309 | 25.7 | 20.1 |  |  |  |  | 1
7310 | 24.6 | 19 |  |  |  |  | 1
7311 | 23.1 | 17.5 |  |  |  |  | 1
7312 | 26.2 | 20.6 |  |  |  |  | 1
7313 | 26.2 | 20.6 |  |  |  |  | 1
7314 | 23.1 | 17.5 |  |  |  |  | 1
7315 | 22.8 | 17.2 |  |  |  |  | 1
7316 | 22.6 | 17 |  |  |  |  | 1
7317 | 21.5 | 15.9 |  |  |  |  | 1
7318 | 18.1 | 12.5 |  |  |  |  | 1
7319 | 15.3 | 9.7 |  |  |  |  | 1
7320 | 14.7 | 9.1 |  |  |  |  | 1
7321 | 11.3 | 5.7 |  |  |  |  | 1
7322 | 11.9 | 6.3 |  |  |  |  | 1
7323 | 12 | 6.4 |  |  |  |  | 1
7324 | 11.3 | 5.7 |  |  |  |  | 1
7325 | 12 | 6.4 |  |  |  |  | 1
7326 | 10.8 | 5.1 |  |  |  |  | 1
7327 | 13 | 7.3 |  |  |  |  | 1
7328 | 14.6 | 9 |  |  |  |  | 1
7329 | 15.7 | 10.1 |  |  |  |  | 1
7330 | 19 | 13.4 |  |  |  |  | 1
7331 | 19.5 | 13.9 |  |  |  |  | 1
7332 | 18.5 | 12.8 |  |  |  |  | 1
7333 | 24.2 | 18.6 |  |  |  |  | 1
7334 | 22.7 | 17 |  |  |  |  | 1
7335 | 25.1 | 19.5 |  |  |  |  | 1
7336 | 25.4 | 19.8 |  |  |  |  | 1
7337 | 24.2 | 18.5 |  |  |  |  | 1
7338 | 22.5 | 16.8 |  |  |  |  | 1
7339 | 21.7 | 16.1 |  |  |  |  | 1
7340 | 22.8 | 17.1 |  |  |  |  | 1
7341 | 18.6 | 13 |  |  |  |  | 1
7342 | 17.9 | 12.3 |  |  |  |  | 1
7343 | 16.6 | 10.9 |  |  |  |  | 1
7344 | 14.5 | 8.8 |  |  |  |  | 1
7345 | 13.9 | 8.2 |  |  |  |  | 1
7346 | 11.5 | 5.8 |  |  |  |  | 1
7347 | 13.1 | 7.4 |  |  |  |  | 1
7348 | 11.2 | 5.5 |  |  |  |  | 1
7349 | 11.1 | 5.4 |  |  |  |  | 1
7350 | 11.6 | 5.9 |  |  |  |  | 1
7351 | 12.1 | 6.4 |  |  |  |  | 1
7352 | 15.6 | 9.9 |  |  |  |  | 1
7353 | 14.9 | 9.2 |  |  |  |  | 1
7354 | 18.8 | 13.1 |  |  |  |  | 1
7355 | 20 | 14.3 |  |  |  |  | 1
7356 | 20.9 | 15.2 |  |  |  |  | 1
7357 | 24.3 | 18.6 |  |  |  |  | 1
7358 | 26.3 | 20.6 |  |  |  |  | 1
7359 | 26.8 | 21.2 |  |  |  |  | 1
7360 | 24.5 | 18.8 |  |  |  |  | 1
7361 | 26.5 | 20.8 |  |  |  |  | 1
7362 | 24.8 | 19.1 |  |  |  |  | 1
7363 | 22.7 | 17 |  |  |  |  | 1
7364 | 21.8 | 16.1 |  |  |  |  | 1
7365 | 18.7 | 13 |  |  |  |  | 1
7366 | 15.8 | 10.1 |  |  |  |  | 1
7367 | 17.3 | 11.6 |  |  |  |  | 1
7368 | 15.5 | 9.8 |  |  |  |  | 1
7369 | 13.6 | 7.9 |  |  |  |  | 1
7370 | 11.8 | 6.1 |  |  |  |  | 1
7371 | 11.4 | 5.7 |  |  |  |  | 1
7372 | 11.4 | 5.7 |  |  |  |  | 1
7373 | 10.1 | 4.4 |  |  |  |  | 1
7374 | 13.4 | 7.7 |  |  |  |  | 1
7375 | 13.5 | 7.8 |  |  |  |  | 1
7376 | 14.4 | 8.7 |  |  |  |  | 1
7377 | 13.4 | 7.7 |  |  |  |  | 1
7378 | 17.8 | 12.1 |  |  |  |  | 1
7379 | 17.7 | 12 |  |  |  |  | 1
7380 | 23.2 | 17.4 |  |  |  |  | 1
7381 | 24.6 | 18.9 |  |  |  |  | 1
7382 | 25.7 | 19.9 |  |  |  |  | 1
7383 | 26.7 | 20.9 |  |  |  |  | 1
7384 | 25.2 | 19.5 |  |  |  |  | 1
7385 | 25 | 19.3 |  |  |  |  | 1
7386 | 23.8 | 18.1 |  |  |  |  | 1
7387 | 22.9 | 17.1 |  |  |  |  | 1
7388 | 23.6 | 17.8 |  |  |  |  | 1
7389 | 18.8 | 13.1 |  |  |  |  | 1
7390 | 17.5 | 11.8 |  |  |  |  | 1
7391 | 17 | 11.3 |  |  |  |  | 1
7392 | 13.3 | 7.5 |  |  |  |  | 1
7393 | 13.3 | 7.5 |  |  |  |  | 1
7394 | 12.8 | 7 |  |  |  |  | 1
7395 | 11.7 | 5.9 |  |  |  |  | 1
7396 | 11.6 | 5.8 |  |  |  |  | 1
7397 | 12.3 | 6.6 |  |  |  |  | 1
7398 | 11.7 | 5.9 |  |  |  |  | 1
7399 | 12 | 6.2 |  |  |  |  | 1
7400 | 13 | 7.2 |  |  |  |  | 1
7401 | 17.9 | 12.1 |  |  |  |  | 1
7402 | 14.5 | 8.7 |  |  |  |  | 1
7403 | 18.6 | 12.8 |  |  |  |  | 1
7404 | 20.8 | 15 |  |  |  |  | 1
7405 | 21.4 | 15.6 |  |  |  |  | 1
7406 | 23.6 | 17.8 |  |  |  |  | 1
7407 | 26 | 20.2 |  |  |  |  | 1
7408 | 25 | 19.2 |  |  |  |  | 1
7409 | 24.5 | 18.7 |  |  |  |  | 1
7410 | 23 | 17.2 |  |  |  |  | 1
7411 | 22.9 | 17.1 |  |  |  |  | 1
7412 | 20.8 | 15 |  |  |  |  | 1
7413 | 20.8 | 15 |  |  |  |  | 1
7414 | 18.5 | 12.7 |  |  |  |  | 1
7415 | 14.9 | 9.1 |  |  |  |  | 1
7416 | 14.6 | 8.8 |  |  |  |  | 1
7417 | 12.1 | 6.2 |  |  |  |  | 1
7418 | 13 | 7.2 |  |  |  |  | 1
7419 | 11.9 | 6.1 |  |  |  |  | 1
7420 | 9.7 | 3.9 |  |  |  |  | 1
7421 | 8.8 | 2.9 |  |  |  |  | 1
7422 | 13 | 7.2 |  |  |  |  | 1
7423 | 11.3 | 5.5 |  |  |  |  | 1
7424 | 15.8 | 10 |  |  |  |  | 1
7425 | 16.6 | 10.8 |  |  |  |  | 1
7426 | 17.3 | 11.5 |  |  |  |  | 1
7427 | 17.1 | 11.3 |  |  |  |  | 1
7428 | 21.9 | 16.1 |  |  |  |  | 1
7429 | 24.2 | 18.4 |  |  |  |  | 1
7430 | 24.8 | 19 |  |  |  |  | 1
7431 | 25.4 | 19.5 |  |  |  |  | 1
7432 | 24.5 | 18.7 |  |  |  |  | 1
7433 | 23.5 | 17.7 |  |  |  |  | 1
7434 | 23 | 17.1 |  |  |  |  | 1
7435 | 24.3 | 18.5 |  |  |  |  | 1
7436 | 22.7 | 16.9 |  |  |  |  | 1
7437 | 19.7 | 13.8 |  |  |  |  | 1
7438 | 18.7 | 12.8 |  |  |  |  | 1
7439 | 13.7 | 7.8 |  |  |  |  | 1
7440 | 13.2 | 7.3 |  |  |  |  | 1
7441 | 11.8 | 6 |  |  |  |  | 1
7442 | 11.8 | 5.9 |  |  |  |  | 1
7443 | 10.6 | 4.7 |  |  |  |  | 1
7444 | 11 | 5.1 |  |  |  |  | 1
7445 | 9.4 | 3.6 |  |  |  |  | 1
7446 | 13.6 | 7.7 |  |  |  |  | 1
7447 | 12.5 | 6.6 |  |  |  |  | 1
7448 | 14.1 | 8.2 |  |  |  |  | 1
7449 | 16.1 | 10.2 |  |  |  |  | 1
7450 | 17.9 | 12 |  |  |  |  | 1
7451 | 21.6 | 15.7 |  |  |  |  | 1
7452 | 19.2 | 13.3 |  |  |  |  | 1
7453 | 23.1 | 17.2 |  |  |  |  | 1
7454 | 25.2 | 19.3 |  |  |  |  | 1
7455 | 24.6 | 18.7 |  |  |  |  | 1
7456 | 24.2 | 18.3 |  |  |  |  | 1
7457 | 23.2 | 17.3 |  |  |  |  | 1
7458 | 24 | 18.1 |  |  |  |  | 1
7459 | 21.5 | 15.6 |  |  |  |  | 1
7460 | 19 | 13.1 |  |  |  |  | 1
7461 | 19 | 13.1 |  |  |  |  | 1
7462 | 19.5 | 13.6 |  |  |  |  | 1
7463 | 16.9 | 11 |  |  |  |  | 1
7464 | 13.2 | 7.3 |  |  |  |  | 1
7465 | 13 | 7 |  |  |  |  | 1
7466 | 13.7 | 7.8 |  |  |  |  | 1
7467 | 9.7 | 3.7 |  |  |  |  | 1
7468 | 10.2 | 4.2 |  |  |  |  | 1
7469 | 10.5 | 4.5 |  |  |  |  | 1
7470 | 11.6 | 5.6 |  |  |  |  | 1
7471 | 11.1 | 5.1 |  |  |  |  | 1
7472 | 14.2 | 8.2 |  |  |  |  | 1
7473 | 15.6 | 9.7 |  |  |  |  | 1
7474 | 18.5 | 12.6 |  |  |  |  | 1
7475 | 20.8 | 14.9 |  |  |  |  | 1
7476 | 20.8 | 14.9 |  |  |  |  | 1
7477 | 24 | 18.1 |  |  |  |  | 1
7478 | 22.9 | 17 |  |  |  |  | 1
7479 | 26.2 | 20.2 |  |  |  |  | 1
7480 | 24.1 | 18.1 |  |  |  |  | 1
7481 | 25.1 | 19.2 |  |  |  |  | 1
7482 | 24.2 | 18.2 |  |  |  |  | 1
7483 | 22.6 | 16.7 |  |  |  |  | 1
7484 | 20.8 | 14.8 |  |  |  |  | 1
7485 | 19.3 | 13.3 |  |  |  |  | 1
7486 | 16.1 | 10.2 |  |  |  |  | 1
7487 | 15.9 | 10 |  |  |  |  | 1
7488 | 12.3 | 6.4 |  |  |  |  | 1
7489 | 13 | 7 |  |  |  |  | 1
7490 | 10.7 | 4.7 |  |  |  |  | 1
7491 | 9.8 | 3.8 |  |  |  |  | 1
7492 | 10 | 4.1 |  |  |  |  | 1
7493 | 11.4 | 5.4 |  |  |  |  | 1
7494 | 9.9 | 3.9 |  |  |  |  | 1
7495 | 14.2 | 8.2 |  |  |  |  | 1
7496 | 13.7 | 7.7 |  |  |  |  | 1
7497 | 17.8 | 11.8 |  |  |  |  | 1
7498 | 18.5 | 12.5 |  |  |  |  | 1
7499 | 19.1 | 13.1 |  |  |  |  | 1
7500 | 19.9 | 13.9 |  |  |  |  | 1
7501 | 22.7 | 16.7 |  |  |  |  | 1
7502 | 20.5 | 14.5 |  |  |  |  | 1
7503 | 25.4 | 19.4 |  |  |  |  | 1
7504 | 27.1 | 21.1 |  |  |  |  | 1
7505 | 24.9 | 18.9 |  |  |  |  | 1
7506 | 23 | 17 |  |  |  |  | 1
7507 | 23.9 | 17.9 |  |  |  |  | 1
7508 | 18.8 | 12.8 |  |  |  |  | 1
7509 | 18.5 | 12.5 |  |  |  |  | 1
7510 | 15.4 | 9.4 |  |  |  |  | 1
7511 | 15 | 9 |  |  |  |  | 1
7512 | 14.2 | 8.2 |  |  |  |  | 1
7513 | 11.7 | 5.7 |  |  |  |  | 1
7514 | 12.1 | 6 |  |  |  |  | 1
7515 | 12.2 | 6.2 |  |  |  |  | 1
7516 | 10.3 | 4.2 |  |  |  |  | 1
7517 | 9.6 | 3.6 |  |  |  |  | 1
7518 | 9.3 | 3.3 |  |  |  |  | 1
7519 | 11.4 | 5.4 |  |  |  |  | 1
7520 | 14.8 | 8.8 |  |  |  |  | 1
7521 | 15.5 | 9.4 |  |  |  |  | 1
7522 | 17.6 | 11.5 |  |  |  |  | 1
7523 | 18.4 | 12.4 |  |  |  |  | 1
7524 | 21.3 | 15.3 |  |  |  |  | 1
7525 | 22.7 | 16.6 |  |  |  |  | 1
7526 | 23.5 | 17.5 |  |  |  |  | 1
7527 | 22.6 | 16.6 |  |  |  |  | 1
7528 | 23.4 | 17.4 |  |  |  |  | 1
7529 | 23.9 | 17.8 |  |  |  |  | 1
7530 | 25.2 | 19.2 |  |  |  |  | 1
7531 | 23.6 | 17.6 |  |  |  |  | 1
7532 | 22 | 16 |  |  |  |  | 1
7533 | 18.6 | 12.6 |  |  |  |  | 1
7534 | 16.3 | 10.2 |  |  |  |  | 1
7535 | 13.8 | 7.8 |  |  |  |  | 1
7536 | 14.9 | 8.8 |  |  |  |  | 1
7537 | 11 | 4.9 |  |  |  |  | 1
7538 | 11 | 4.9 |  |  |  |  | 1
7539 | 9.7 | 3.7 |  |  |  |  | 1
7540 | 11.1 | 5 |  |  |  |  | 1
7541 | 10 | 3.9 |  |  |  |  | 1
7542 | 10.9 | 4.8 |  |  |  |  | 1
7543 | 13.1 | 7 |  |  |  |  | 1
7544 | 13.2 | 7.1 |  |  |  |  | 1
7545 | 15.7 | 9.6 |  |  |  |  | 1
7546 | 17.4 | 11.3 |  |  |  |  | 1
7547 | 19.8 | 13.7 |  |  |  |  | 1
7548 | 18.2 | 12.1 |  |  |  |  | 1
7549 | 20.5 | 14.4 |  |  |  |  | 1
7550 | 23.7 | 17.7 |  |  |  |  | 1
7551 | 24.6 | 18.5 |  |  |  |  | 1
7552 | 24.8 | 18.8 |  |  |  |  | 1
7553 | 24.9 | 18.8 |  |  |  |  | 1
7554 | 20.8 | 14.7 |  |  |  |  | 1
7555 | 22.1 | 16.1 |  |  |  |  | 1
7556 | 19 | 12.9 |  |  |  |  | 1
7557 | 17.6 | 11.5 |  |  |  |  | 1
7558 | 17.8 | 11.7 |  |  |  |  | 1
7559 | 14.8 | 8.7 |  |  |  |  | 1
7560 | 14.1 | 8 |  |  |  |  | 1
7561 | 12 | 5.8 |  |  |  |  | 1
7562 | 9.5 | 3.4 |  |  |  |  | 1
7563 | 9.5 | 3.4 |  |  |  |  | 1
7564 | 9.3 | 3.2 |  |  |  |  | 1
7565 | 8.5 | 2.3 |  |  |  |  | 1
7566 | 11.7 | 5.5 |  |  |  |  | 1
7567 | 10.5 | 4.4 |  |  |  |  | 1
7568 | 12.8 | 6.6 |  |  |  |  | 1
7569 | 13.6 | 7.5 |  |  |  |  | 1
7570 | 16.5 | 10.3 |  |  |  |  | 1
7571 | 19 | 12.9 |  |  |  |  | 1
7572 | 18.6 | 12.5 |  |  |  |  | 1
7573 | 20.8 | 14.7 |  |  |  |  | 1
7574 | 21.7 | 15.6 |  |  |  |  | 1
7575 | 23.3 | 17.2 |  |  |  |  | 1
7576 | 22 | 15.9 |  |  |  |  | 1
7577 | 23 | 16.9 |  |  |  |  | 1
7578 | 22.8 | 16.6 |  |  |  |  | 1
7579 | 22 | 15.9 |  |  |  |  | 1
7580 | 19.7 | 13.5 |  |  |  |  | 1
7581 | 17.2 | 11.1 |  |  |  |  | 1
7582 | 17.6 | 11.4 |  |  |  |  | 1
7583 | 15.6 | 9.5 |  |  |  |  | 1
7584 | 13.4 | 7.3 |  |  |  |  | 1
7585 | 11.4 | 5.3 |  |  |  |  | 1
7586 | 9.6 | 3.5 |  |  |  |  | 1
7587 | 10.2 | 4 |  |  |  |  | 1
7588 | 9.6 | 3.4 |  |  |  |  | 1
7589 | 11 | 4.8 |  |  |  |  | 1
7590 | 11.8 | 5.7 |  |  |  |  | 1
7591 | 9.7 | 3.5 |  |  |  |  | 1
7592 | 12.6 | 6.4 |  |  |  |  | 1
7593 | 15.5 | 9.3 |  |  |  |  | 1
7594 | 14.4 | 8.3 |  |  |  |  | 1
7595 | 19.3 | 13.1 |  |  |  |  | 1
7596 | 19.3 | 13.2 |  |  |  |  | 1
7597 | 23.3 | 17.1 |  |  |  |  | 1
7598 | 23.5 | 17.3 |  |  |  |  | 1
7599 | 22.4 | 16.3 |  |  |  |  | 1
7600 | 23.5 | 17.3 |  |  |  |  | 1
7601 | 24 | 17.8 |  |  |  |  | 1
7602 | 24.8 | 18.7 |  |  |  |  | 1
7603 | 22 | 15.8 |  |  |  |  | 1
7604 | 18.3 | 12.1 |  |  |  |  | 1
7605 | 16.2 | 10 |  |  |  |  | 1
7606 | 16.1 | 9.9 |  |  |  |  | 1
7607 | 12.2 | 6.1 |  |  |  |  | 1
7608 | 14.2 | 8 |  |  |  |  | 1
7609 | 11.8 | 5.5 |  |  |  |  | 1
7610 | 9.1 | 2.9 |  |  |  |  | 1
7611 | 11.3 | 5 |  |  |  |  | 1
7612 | 8.2 | 2 |  |  |  |  | 1
7613 | 10.7 | 4.5 |  |  |  |  | 1
7614 | 10 | 3.8 |  |  |  |  | 1
7615 | 11.5 | 5.3 |  |  |  |  | 1
7616 | 14.6 | 8.4 |  |  |  |  | 1
7617 | 15.4 | 9.1 |  |  |  |  | 1
7618 | 16.4 | 10.1 |  |  |  |  | 1
7619 | 17.9 | 11.7 |  |  |  |  | 1
7620 | 18 | 11.7 |  |  |  |  | 1
7621 | 20.9 | 14.7 |  |  |  |  | 1
7622 | 23.2 | 17 |  |  |  |  | 1
7623 | 22.8 | 16.5 |  |  |  |  | 1
7624 | 22.4 | 16.2 |  |  |  |  | 1
7625 | 23.3 | 17.1 |  |  |  |  | 1
7626 | 21.7 | 15.4 |  |  |  |  | 1
7627 | 21.4 | 15.1 |  |  |  |  | 1
7628 | 21.7 | 15.4 |  |  |  |  | 1
7629 | 17.3 | 11 |  |  |  |  | 1
7630 | 16.6 | 10.4 |  |  |  |  | 1
7631 | 15.7 | 9.4 |  |  |  |  | 1
7632 | 12.5 | 6.2 |  |  |  |  | 1
7633 | 10.5 | 4.3 |  |  |  |  | 1
7634 | 8.9 | 2.7 |  |  |  |  | 1
7635 | 7.5 | 2 |  |  |  |  | 1
7636 | 11.4 | 5.2 |  |  |  |  | 1
7637 | 10.3 | 4 |  |  |  |  | 1
7638 | 10.2 | 3.9 |  |  |  |  | 1
7639 | 9.8 | 3.5 |  |  |  |  | 1
7640 | 11.6 | 5.3 |  |  |  |  | 1
7641 | 15.7 | 9.4 |  |  |  |  | 1
7642 | 15.8 | 9.6 |  |  |  |  | 1
7643 | 17.3 | 11 |  |  |  |  | 1
7644 | 18.4 | 12.1 |  |  |  |  | 1
7645 | 22.4 | 16.2 |  |  |  |  | 1
7646 | 21.7 | 15.4 |  |  |  |  | 1
7647 | 21.6 | 15.3 |  |  |  |  | 1
7648 | 23.3 | 17 |  |  |  |  | 1
7649 | 22 | 15.7 |  |  |  |  | 1
7650 | 21.3 | 15 |  |  |  |  | 1
7651 | 20.1 | 13.9 |  |  |  |  | 1
7652 | 20.1 | 13.8 |  |  |  |  | 1
7653 | 19.7 | 13.4 |  |  |  |  | 1
7654 | 14.2 | 7.9 |  |  |  |  | 1
7655 | 14.9 | 8.7 |  |  |  |  | 1
7656 | 14.9 | 8.6 |  |  |  |  | 1
7657 | 13.1 | 6.8 |  |  |  |  | 1
7658 | 8.3 | 2 |  |  |  |  | 1
7659 | 10 | 3.7 |  |  |  |  | 1
7660 | 8.6 | 2.3 |  |  |  |  | 1
7661 | 8.8 | 2.5 |  |  |  |  | 1
7662 | 10 | 3.6 |  |  |  |  | 1
7663 | 9.7 | 3.3 |  |  |  |  | 1
7664 | 13.5 | 7.1 |  |  |  |  | 1
7665 | 13.9 | 7.5 |  |  |  |  | 1
7666 | 15.4 | 9.1 |  |  |  |  | 1
7667 | 19.5 | 13.2 |  |  |  |  | 1
7668 | 19.1 | 12.8 |  |  |  |  | 1
7669 | 19.5 | 13.2 |  |  |  |  | 1
7670 | 23.5 | 17.2 |  |  |  |  | 1
7671 | 24 | 17.7 |  |  |  |  | 1
7672 | 23.2 | 16.9 |  |  |  |  | 1
7673 | 21.5 | 15.2 |  |  |  |  | 1
7674 | 22.4 | 16.1 |  |  |  |  | 1
7675 | 20.1 | 13.8 |  |  |  |  | 1
7676 | 19.5 | 13.2 |  |  |  |  | 1
7677 | 16.5 | 10.1 |  |  |  |  | 1
7678 | 14.3 | 8 |  |  |  |  | 1
7679 | 12.8 | 6.4 |  |  |  |  | 1
7680 | 12.4 | 6.1 |  |  |  |  | 1
7681 | 12.2 | 5.8 |  |  |  |  | 1
7682 | 7.5 | 2 |  |  |  |  | 1
7683 | 8.3 | 2 |  |  |  |  | 1
7684 | 8.4 | 2 |  |  |  |  | 1
7685 | 8.8 | 2.4 |  |  |  |  | 1
7686 | 8.5 | 2.1 |  |  |  |  | 1
7687 | 10.6 | 4.2 |  |  |  |  | 1
7688 | 13.8 | 7.4 |  |  |  |  | 1
7689 | 16.3 | 9.9 |  |  |  |  | 1
7690 | 16.5 | 10.1 |  |  |  |  | 1
7691 | 19.5 | 13.2 |  |  |  |  | 1
7692 | 18.5 | 12.2 |  |  |  |  | 1
7693 | 20.2 | 13.9 |  |  |  |  | 1
7694 | 21.9 | 15.5 |  |  |  |  | 1
7695 | 22.7 | 16.3 |  |  |  |  | 1
7696 | 23.8 | 17.5 |  |  |  |  | 1
7697 | 20.6 | 14.2 |  |  |  |  | 1
7698 | 22.2 | 15.8 |  |  |  |  | 1
7699 | 20.4 | 14.1 |  |  |  |  | 1
7700 | 20.6 | 14.2 |  |  |  |  | 1
7701 | 18.5 | 12.1 |  |  |  |  | 1
7702 | 14.7 | 8.4 |  |  |  |  | 1
7703 | 13.7 | 7.3 |  |  |  |  | 1
7704 | 11.1 | 4.8 |  |  |  |  | 1
7705 | 9.9 | 3.5 |  |  |  |  | 1
7706 | 9.8 | 3.4 |  |  |  |  | 1
7707 | 9 | 2.6 |  |  |  |  | 1
7708 | 9.1 | 2.7 |  |  |  |  | 1
7709 | 8.8 | 2.4 |  |  |  |  | 1
7710 | 10.3 | 3.9 |  |  |  |  | 1
7711 | 11.8 | 5.4 |  |  |  |  | 1
7712 | 11 | 4.6 |  |  |  |  | 1
7713 | 12.5 | 6.1 |  |  |  |  | 1
7714 | 17.2 | 10.8 |  |  |  |  | 1
7715 | 17.5 | 11.1 |  |  |  |  | 1
7716 | 20.4 | 14 |  |  |  |  | 1
7717 | 19.9 | 13.5 |  |  |  |  | 1
7718 | 22.9 | 16.5 |  |  |  |  | 1
7719 | 21.9 | 15.4 |  |  |  |  | 1
7720 | 22.2 | 15.8 |  |  |  |  | 1
7721 | 24.1 | 17.6 |  |  |  |  | 1
7722 | 22.7 | 16.3 |  |  |  |  | 1
7723 | 20.3 | 13.9 |  |  |  |  | 1
7724 | 19.4 | 13 |  |  |  |  | 1
7725 | 17.2 | 10.8 |  |  |  |  | 1
7726 | 16.5 | 10.1 |  |  |  |  | 1
7727 | 13.3 | 6.9 |  |  |  |  | 1
7728 | 10.8 | 4.4 |  |  |  |  | 1
7729 | 10.8 | 4.3 |  |  |  |  | 1
7730 | 10.3 | 3.8 |  |  |  |  | 1
7731 | 8.6 | 2.2 |  |  |  |  | 1
7732 | 9.9 | 3.4 |  |  |  |  | 1
7733 | 9 | 2.5 |  |  |  |  | 1
7734 | 9 | 2.6 |  |  |  |  | 1
7735 | 9.6 | 3.1 |  |  |  |  | 1
7736 | 12.9 | 6.4 |  |  |  |  | 1
7737 | 13.5 | 7 |  |  |  |  | 1
7738 | 15.4 | 8.9 |  |  |  |  | 1
7739 | 15.3 | 8.9 |  |  |  |  | 1
7740 | 18.3 | 11.8 |  |  |  |  | 1
7741 | 20.4 | 13.9 |  |  |  |  | 1
7742 | 21.1 | 14.6 |  |  |  |  | 1
7743 | 22 | 15.6 |  |  |  |  | 1
7744 | 23.3 | 16.9 |  |  |  |  | 1
7745 | 22.8 | 16.4 |  |  |  |  | 1
7746 | 21.8 | 15.3 |  |  |  |  | 1
7747 | 21.5 | 15 |  |  |  |  | 1
7748 | 20.1 | 13.6 |  |  |  |  | 1
7749 | 19.5 | 13.1 |  |  |  |  | 1
7750 | 17.2 | 10.8 |  |  |  |  | 1
7751 | 14 | 7.6 |  |  |  |  | 1
7752 | 14 | 7.5 |  |  |  |  | 1
7753 | 10.5 | 4 |  |  |  |  | 1
7754 | 9.7 | 3.2 |  |  |  |  | 1
7755 | 9.3 | 2.8 |  |  |  |  | 1
7756 | 7.7 | 2 |  |  |  |  | 1
7757 | 8.5 | 2 |  |  |  |  | 1
7758 | 10.7 | 4.2 |  |  |  |  | 1
7759 | 10 | 3.5 |  |  |  |  | 1
7760 | 13 | 6.5 |  |  |  |  | 1
7761 | 11.6 | 5.1 |  |  |  |  | 1
7762 | 16.2 | 9.7 |  |  |  |  | 1
7763 | 17.7 | 11.2 |  |  |  |  | 1
7764 | 19.1 | 12.5 |  |  |  |  | 1
7765 | 19.6 | 13.1 |  |  |  |  | 1
7766 | 20.7 | 14.2 |  |  |  |  | 1
7767 | 22.8 | 16.3 |  |  |  |  | 1
7768 | 22.1 | 15.6 |  |  |  |  | 1
7769 | 23.2 | 16.7 |  |  |  |  | 1
7770 | 22.5 | 16 |  |  |  |  | 1
7771 | 18.5 | 12 |  |  |  |  | 1
7772 | 19.6 | 13.1 |  |  |  |  | 1
7773 | 17.5 | 11 |  |  |  |  | 1
7774 | 16.3 | 9.8 |  |  |  |  | 1
7775 | 14.4 | 7.9 |  |  |  |  | 1
7776 | 11.1 | 4.6 |  |  |  |  | 1
7777 | 9.1 | 2.5 |  |  |  |  | 1
7778 | 10.1 | 3.5 |  |  |  |  | 1
7779 | 7.7 | 2 |  |  |  |  | 1
7780 | 8.3 | 2 |  |  |  |  | 1
7781 | 7.4 | 2 |  |  |  |  | 1
7782 | 9.8 | 3.3 |  |  |  |  | 1
7783 | 9.8 | 3.2 |  |  |  |  | 1
7784 | 14.9 | 8.3 |  |  |  |  | 1
7785 | 13.2 | 6.6 |  |  |  |  | 1
7786 | 14.6 | 8 |  |  |  |  | 1
7787 | 18.4 | 11.8 |  |  |  |  | 1
7788 | 20.3 | 13.8 |  |  |  |  | 1
7789 | 20.3 | 13.7 |  |  |  |  | 1
7790 | 21 | 14.5 |  |  |  |  | 1
7791 | 22.7 | 16.1 |  |  |  |  | 1
7792 | 23.4 | 16.9 |  |  |  |  | 1
7793 | 21.5 | 15 |  |  |  |  | 1
7794 | 21.7 | 15.2 |  |  |  |  | 1
7795 | 20 | 13.4 |  |  |  |  | 1
7796 | 17.4 | 10.8 |  |  |  |  | 1
7797 | 16.5 | 10 |  |  |  |  | 1
7798 | 14.3 | 7.7 |  |  |  |  | 1
7799 | 16 | 9.5 |  |  |  |  | 1
7800 | 11.6 | 5.1 |  |  |  |  | 1
7801 | 11.5 | 4.9 |  |  |  |  | 1
7802 | 10.5 | 3.9 |  |  |  |  | 1
7803 | 8.6 | 2 |  |  |  |  | 1
7804 | 8.5 | 2 |  |  |  |  | 1
7805 | 8 | 2 |  |  |  |  | 1
7806 | 10.6 | 4 |  |  |  |  | 1
7807 | 9.2 | 2.6 |  |  |  |  | 1
7808 | 13.8 | 7.2 |  |  |  |  | 1
7809 | 13.7 | 7.1 |  |  |  |  | 1
7810 | 15.9 | 9.3 |  |  |  |  | 1
7811 | 17.1 | 10.5 |  |  |  |  | 1
7812 | 17.2 | 10.6 |  |  |  |  | 1
7813 | 20.1 | 13.5 |  |  |  |  | 1
7814 | 20.2 | 13.7 |  |  |  |  | 1
7815 | 22.3 | 15.7 |  |  |  |  | 1
7816 | 20.5 | 13.9 |  |  |  |  | 1
7817 | 22.6 | 16 |  |  |  |  | 1
7818 | 22.6 | 16 |  |  |  |  | 1
7819 | 19.3 | 12.8 |  |  |  |  | 1
7820 | 20.2 | 13.6 |  |  |  |  | 1
7821 | 18.5 | 11.9 |  |  |  |  | 1
7822 | 15 | 8.4 |  |  |  |  | 1
7823 | 14.9 | 8.3 |  |  |  |  | 1
7824 | 9.7 | 3.1 |  |  |  |  | 1
7825 | 9.4 | 2.7 |  |  |  |  | 1
7826 | 9.1 | 2.5 |  |  |  |  | 1
7827 | 8.2 | 2 |  |  |  |  | 1
7828 | 6.5 | 2 |  |  |  |  | 1
7829 | 7.6 | 2 |  |  |  |  | 1
7830 | 9 | 2.4 |  |  |  |  | 1
7831 | 10.2 | 3.5 |  |  |  |  | 1
7832 | 12.5 | 5.8 |  |  |  |  | 1
7833 | 14.7 | 8 |  |  |  |  | 1
7834 | 13 | 6.3 |  |  |  |  | 1
7835 | 17.9 | 11.3 |  |  |  |  | 1
7836 | 19.3 | 12.7 |  |  |  |  | 1
7837 | 20.4 | 13.8 |  |  |  |  | 1
7838 | 20.4 | 13.8 |  |  |  |  | 1
7839 | 23.9 | 17.2 |  |  |  |  | 1
7840 | 21.5 | 14.9 |  |  |  |  | 1
7841 | 19.4 | 12.8 |  |  |  |  | 1
7842 | 23.4 | 16.8 |  |  |  |  | 1
7843 | 20 | 13.3 |  |  |  |  | 1
7844 | 19.3 | 12.7 |  |  |  |  | 1
7845 | 14.6 | 8 |  |  |  |  | 1
7846 | 15.9 | 9.2 |  |  |  |  | 1
7847 | 12.9 | 6.2 |  |  |  |  | 1
7848 | 9.6 | 3 |  |  |  |  | 1
7849 | 9.3 | 2.6 |  |  |  |  | 1
7850 | 7.9 | 2 |  |  |  |  | 1
7851 | 8.9 | 2.2 |  |  |  |  | 1
7852 | 7.2 | 2 |  |  |  |  | 1
7853 | 7.4 | 2 |  |  |  |  | 1
7854 | 9.5 | 2.8 |  |  |  |  | 1
7855 | 10 | 3.3 |  |  |  |  | 1
7856 | 9.4 | 2.7 |  |  |  |  | 1
7857 | 11.4 | 4.7 |  |  |  |  | 1
7858 | 14.3 | 7.6 |  |  |  |  | 1
7859 | 16.3 | 9.6 |  |  |  |  | 1
7860 | 17.5 | 10.8 |  |  |  |  | 1
7861 | 21.3 | 14.6 |  |  |  |  | 1
7862 | 22.2 | 15.5 |  |  |  |  | 1
7863 | 22.9 | 16.2 |  |  |  |  | 1
7864 | 20.8 | 14.1 |  |  |  |  | 1
7865 | 21.7 | 15.1 |  |  |  |  | 1
7866 | 21 | 14.3 |  |  |  |  | 1
7867 | 20.3 | 13.6 |  |  |  |  | 1
7868 | 18.5 | 11.8 |  |  |  |  | 1
7869 | 18.1 | 11.4 |  |  |  |  | 1
7870 | 14.3 | 7.7 |  |  |  |  | 1
7871 | 14.5 | 7.8 |  |  |  |  | 1
7872 | 11 | 4.3 |  |  |  |  | 1
7873 | 11.4 | 4.6 |  |  |  |  | 1
7874 | 10.2 | 3.5 |  |  |  |  | 1
7875 | 9.8 | 3.1 |  |  |  |  | 1
7876 | 5.7 | 2 |  |  |  |  | 1
7877 | 8.3 | 2 |  |  |  |  | 1
7878 | 9.7 | 2.9 |  |  |  |  | 1
7879 | 8.7 | 2 |  |  |  |  | 1
7880 | 9.1 | 2.4 |  |  |  |  | 1
7881 | 15.9 | 9.2 |  |  |  |  | 1
7882 | 13.8 | 7 |  |  |  |  | 1
7883 | 17 | 10.2 |  |  |  |  | 1
7884 | 17.4 | 10.7 |  |  |  |  | 1
7885 | 19.3 | 12.6 |  |  |  |  | 1
7886 | 19.9 | 13.2 |  |  |  |  | 1
7887 | 21.6 | 14.9 |  |  |  |  | 1
7888 | 21.8 | 15.1 |  |  |  |  | 1
7889 | 22.4 | 15.6 |  |  |  |  | 1
7890 | 21.5 | 14.8 |  |  |  |  | 1
7891 | 19.2 | 12.4 |  |  |  |  | 1
7892 | 18.3 | 11.6 |  |  |  |  | 1
7893 | 15.2 | 8.5 |  |  |  |  | 1
7894 | 14.8 | 8.1 |  |  |  |  | 1
7895 | 11.4 | 4.6 |  |  |  |  | 1
7896 | 12.1 | 5.3 |  |  |  |  | 1
7897 | 9.3 | 2.6 |  |  |  |  | 1
7898 | 10.7 | 3.9 |  |  |  |  | 1
7899 | 6.1 | 2 |  |  |  |  | 1
7900 | 6.7 | 2 |  |  |  |  | 1
7901 | 8.7 | 2 |  |  |  |  | 1
7902 | 9.2 | 2.5 |  |  |  |  | 1
7903 | 8 | 2 |  |  |  |  | 1
7904 | 9.9 | 3.2 |  |  |  |  | 1
7905 | 13.2 | 6.4 |  |  |  |  | 1
7906 | 14.4 | 7.7 |  |  |  |  | 1
7907 | 16.8 | 10.1 |  |  |  |  | 1
7908 | 18.3 | 11.5 |  |  |  |  | 1
7909 | 18.5 | 11.8 |  |  |  |  | 1
7910 | 22.3 | 15.5 |  |  |  |  | 1
7911 | 21.9 | 15.1 |  |  |  |  | 1
7912 | 20.9 | 14.1 |  |  |  |  | 1
7913 | 20.5 | 13.8 |  |  |  |  | 1
7914 | 21 | 14.2 |  |  |  |  | 1
7915 | 19.2 | 12.4 |  |  |  |  | 1
7916 | 17.8 | 11.1 |  |  |  |  | 1
7917 | 16.1 | 9.4 |  |  |  |  | 1
7918 | 13.8 | 7 |  |  |  |  | 1
7919 | 11.1 | 4.3 |  |  |  |  | 1
7920 | 11 | 4.2 |  |  |  |  | 1
7921 | 9 | 2.2 |  |  |  |  | 1
7922 | 8.2 | 2 |  |  |  |  | 1
7923 | 8.1 | 2 |  |  |  |  | 1
7924 | 7.3 | 2 |  |  |  |  | 1
7925 | 6.6 | 2 |  |  |  |  | 1
7926 | 7.7 | 2 |  |  |  |  | 1
7927 | 7.4 | 2 |  |  |  |  | 1
7928 | 10.7 | 3.9 |  |  |  |  | 1
7929 | 10.1 | 3.3 |  |  |  |  | 1
7930 | 14.4 | 7.6 |  |  |  |  | 1
7931 | 14.6 | 7.8 |  |  |  |  | 1
7932 | 17.6 | 10.8 |  |  |  |  | 1
7933 | 17.6 | 10.8 |  |  |  |  | 1
7934 | 22.2 | 15.4 |  |  |  |  | 1
7935 | 21.6 | 14.8 |  |  |  |  | 1
7936 | 20.7 | 13.9 |  |  |  |  | 1
7937 | 21.2 | 14.4 |  |  |  |  | 1
7938 | 19 | 12.2 |  |  |  |  | 1
7939 | 19.7 | 12.9 |  |  |  |  | 1
7940 | 18.3 | 11.5 |  |  |  |  | 1
7941 | 17.6 | 10.8 |  |  |  |  | 1
7942 | 15.4 | 8.6 |  |  |  |  | 1
7943 | 14.4 | 7.6 |  |  |  |  | 1
7944 | 12.4 | 5.6 |  |  |  |  | 1
7945 | 9.3 | 2.5 |  |  |  |  | 1
7946 | 8.1 | 2 |  |  |  |  | 1
7947 | 6.9 | 2 |  |  |  |  | 1
7948 | 6.8 | 2 |  |  |  |  | 1
7949 | 9.3 | 2.4 |  |  |  |  | 1
7950 | 8.4 | 2 |  |  |  |  | 1
7951 | 9.8 | 3 |  |  |  |  | 1
7952 | 11.3 | 4.4 |  |  |  |  | 1
7953 | 12.5 | 5.7 |  |  |  |  | 1
7954 | 15.1 | 8.3 |  |  |  |  | 1
7955 | 15.2 | 8.3 |  |  |  |  | 1
7956 | 18 | 11.2 |  |  |  |  | 1
7957 | 18.7 | 11.8 |  |  |  |  | 1
7958 | 20.9 | 14.1 |  |  |  |  | 1
7959 | 20.9 | 14 |  |  |  |  | 1
7960 | 22.4 | 15.5 |  |  |  |  | 1
7961 | 20.6 | 13.8 |  |  |  |  | 1
7962 | 22.9 | 16 |  |  |  |  | 1
7963 | 19.1 | 12.3 |  |  |  |  | 1
7964 | 18.2 | 11.4 |  |  |  |  | 1
7965 | 15.7 | 8.8 |  |  |  |  | 1
7966 | 10.8 | 4 |  |  |  |  | 1
7967 | 13.8 | 7 |  |  |  |  | 1
7968 | 8.6 | 2 |  |  |  |  | 1
7969 | 9.5 | 2.6 |  |  |  |  | 1
7970 | 7.1 | 2 |  |  |  |  | 1
7971 | 5.6 | 2 |  |  |  |  | 1
7972 | 6.5 | 2 |  |  |  |  | 1
7973 | 7 | 2 |  |  |  |  | 1
7974 | 4.5 | 2 |  |  |  |  | 1
7975 | 8.9 | 2 |  |  |  |  | 1
7976 | 10.7 | 3.9 |  |  |  |  | 1
7977 | 13.5 | 6.7 |  |  |  |  | 1
7978 | 14.3 | 7.5 |  |  |  |  | 1
7979 | 15.1 | 8.2 |  |  |  |  | 1
7980 | 15.7 | 8.8 |  |  |  |  | 1
7981 | 20.2 | 13.3 |  |  |  |  | 1
7982 | 22 | 15.1 |  |  |  |  | 1
7983 | 21.5 | 14.7 |  |  |  |  | 1
7984 | 20.8 | 13.9 |  |  |  |  | 1
7985 | 20.6 | 13.7 |  |  |  |  | 1
7986 | 18.5 | 11.6 |  |  |  |  | 1
7987 | 21.6 | 14.7 |  |  |  |  | 1
7988 | 18.4 | 11.5 |  |  |  |  | 1
7989 | 15.5 | 8.6 |  |  |  |  | 1
7990 | 15.9 | 9 |  |  |  |  | 1
7991 | 13.2 | 6.3 |  |  |  |  | 1
7992 | 11.5 | 4.6 |  |  |  |  | 1
7993 | 9.2 | 2.3 |  |  |  |  | 1
7994 | 7.6 | 2 |  |  |  |  | 1
7995 | 5.2 | 2 |  |  |  |  | 1
7996 | 6.2 | 2 |  |  |  |  | 1
7997 | 6.7 | 2 |  |  |  |  | 1
7998 | 9 | 2.1 |  |  |  |  | 1
7999 | 9 | 2 |  |  |  |  | 1
8000 | 8.7 | 2 |  |  |  |  | 1
8001 | 10.7 | 3.8 |  |  |  |  | 1
8002 | 13.8 | 6.9 |  |  |  |  | 1
8003 | 15.8 | 8.9 |  |  |  |  | 1
8004 | 15.6 | 8.7 |  |  |  |  | 1
8005 | 19.3 | 12.4 |  |  |  |  | 1
8006 | 21.9 | 15 |  |  |  |  | 1
8007 | 23.5 | 16.6 |  |  |  |  | 1
8008 | 20.7 | 13.8 |  |  |  |  | 1
8009 | 19.1 | 12.2 |  |  |  |  | 1
8010 | 18.4 | 11.5 |  |  |  |  | 1
8011 | 18.4 | 11.5 |  |  |  |  | 1
8012 | 18.4 | 11.5 |  |  |  |  | 1
8013 | 18.2 | 11.3 |  |  |  |  | 1
8014 | 15.2 | 8.2 |  |  |  |  | 1
8015 | 12.9 | 5.9 |  |  |  |  | 1
8016 | 11.3 | 4.4 |  |  |  |  | 1
8017 | 6.9 | 2 |  |  |  |  | 1
8018 | 10.6 | 3.7 |  |  |  |  | 1
8019 | 7.3 | 2 |  |  |  |  | 1
8020 | 7.1 | 2 |  |  |  |  | 1
8021 | 7.3 | 2 |  |  |  |  | 1
8022 | 7.9 | 2 |  |  |  |  | 1
8023 | 9.4 | 2.5 |  |  |  |  | 1
8024 | 11.9 | 4.9 |  |  |  |  | 1
8025 | 12.5 | 5.5 |  |  |  |  | 1
8026 | 15.3 | 8.3 |  |  |  |  | 1
8027 | 14.2 | 7.3 |  |  |  |  | 1
8028 | 15.6 | 8.6 |  |  |  |  | 1
8029 | 19.1 | 12.2 |  |  |  |  | 1
8030 | 20.8 | 13.8 |  |  |  |  | 1
8031 | 19.2 | 12.2 |  |  |  |  | 1
8032 | 20.2 | 13.2 |  |  |  |  | 1
8033 | 20.2 | 13.3 |  |  |  |  | 1
8034 | 20.8 | 13.8 |  |  |  |  | 1
8035 | 18.4 | 11.5 |  |  |  |  | 1
8036 | 17.8 | 10.8 |  |  |  |  | 1
8037 | 18 | 11 |  |  |  |  | 1
8038 | 13.2 | 6.3 |  |  |  |  | 1
8039 | 11.1 | 4.2 |  |  |  |  | 1
8040 | 9.1 | 2.1 |  |  |  |  | 1
8041 | 6.2 | 2 |  |  |  |  | 1
8042 | 6.4 | 2 |  |  |  |  | 1
8043 | 6 | 2 |  |  |  |  | 1
8044 | 6.1 | 2 |  |  |  |  | 1
8045 | 6.9 | 2 |  |  |  |  | 1
8046 | 5.9 | 2 |  |  |  |  | 1
8047 | 11.5 | 4.5 |  |  |  |  | 1
8048 | 8.3 | 2 |  |  |  |  | 1
8049 | 13.1 | 6.1 |  |  |  |  | 1
8050 | 13.8 | 6.8 |  |  |  |  | 1
8051 | 15.9 | 8.9 |  |  |  |  | 1
8052 | 16.3 | 9.3 |  |  |  |  | 1
8053 | 18.4 | 11.4 |  |  |  |  | 1
8054 | 19 | 12 |  |  |  |  | 1
8055 | 19.7 | 12.7 |  |  |  |  | 1
8056 | 19.6 | 12.5 |  |  |  |  | 1
8057 | 20.6 | 13.6 |  |  |  |  | 1
8058 | 21.5 | 14.5 |  |  |  |  | 1
8059 | 15.7 | 8.7 |  |  |  |  | 1
8060 | 17.3 | 10.3 |  |  |  |  | 1
8061 | 15 | 8 |  |  |  |  | 1
8062 | 13.2 | 6.2 |  |  |  |  | 1
8063 | 12.4 | 5.4 |  |  |  |  | 1
8064 | 10.4 | 3.4 |  |  |  |  | 1
8065 | 9.2 | 2.2 |  |  |  |  | 1
8066 | 7.8 | 2 |  |  |  |  | 1
8067 | 5.8 | 2 |  |  |  |  | 1
8068 | 6.7 | 2 |  |  |  |  | 1
8069 | 7.3 | 2 |  |  |  |  | 1
8070 | 9.1 | 2.1 |  |  |  |  | 1
8071 | 8.8 | 2 |  |  |  |  | 1
8072 | 7.9 | 2 |  |  |  |  | 1
8073 | 11.5 | 4.4 |  |  |  |  | 1
8074 | 12.6 | 5.5 |  |  |  |  | 1
8075 | 14.3 | 7.2 |  |  |  |  | 1
8076 | 17 | 10 |  |  |  |  | 1
8077 | 17.9 | 10.9 |  |  |  |  | 1
8078 | 20.5 | 13.4 |  |  |  |  | 1
8079 | 21.8 | 14.7 |  |  |  |  | 1
8080 | 21.2 | 14.1 |  |  |  |  | 1
8081 | 19.6 | 12.6 |  |  |  |  | 1
8082 | 19.6 | 12.5 |  |  |  |  | 1
8083 | 19.4 | 12.4 |  |  |  |  | 1
8084 | 17.5 | 10.4 |  |  |  |  | 1
8085 | 15.4 | 8.4 |  |  |  |  | 1
8086 | 13.3 | 6.2 |  |  |  |  | 1
8087 | 10.9 | 3.8 |  |  |  |  | 1
8088 | 10.8 | 3.7 |  |  |  |  | 1
8089 | 9.9 | 2.8 |  |  |  |  | 1
8090 | 8.1 | 2 |  |  |  |  | 1
8091 | 6.7 | 2 |  |  |  |  | 1
8092 | 6 | 2 |  |  |  |  | 1
8093 | 6.8 | 2 |  |  |  |  | 1
8094 | 6.3 | 2 |  |  |  |  | 1
8095 | 9 | 2 |  |  |  |  | 1
8096 | 10.1 | 3 |  |  |  |  | 1
8097 | 12.4 | 5.3 |  |  |  |  | 1
8098 | 12.8 | 5.7 |  |  |  |  | 1
8099 | 16.6 | 9.5 |  |  |  |  | 1
8100 | 18.8 | 11.7 |  |  |  |  | 1
8101 | 18.6 | 11.6 |  |  |  |  | 1
8102 | 19.7 | 12.6 |  |  |  |  | 1
8103 | 20.3 | 13.2 |  |  |  |  | 1
8104 | 19.3 | 12.2 |  |  |  |  | 1
8105 | 19.2 | 12.1 |  |  |  |  | 1
8106 | 17.1 | 10 |  |  |  |  | 1
8107 | 18.8 | 11.7 |  |  |  |  | 1
8108 | 16.8 | 9.7 |  |  |  |  | 1
8109 | 14.5 | 7.5 |  |  |  |  | 1
8110 | 12.8 | 5.7 |  |  |  |  | 1
8111 | 10.4 | 3.3 |  |  |  |  | 1
8112 | 12 | 4.9 |  |  |  |  | 1
8113 | 9.6 | 2.5 |  |  |  |  | 1
8114 | 6.5 | 2 |  |  |  |  | 1
8115 | 6.6 | 2 |  |  |  |  | 1
8116 | 6.2 | 2 |  |  |  |  | 1
8117 | 5.2 | 2 |  |  |  |  | 1
8118 | 8.8 | 2 |  |  |  |  | 1
8119 | 8.2 | 2 |  |  |  |  | 1
8120 | 13.1 | 5.9 |  |  |  |  | 1
8121 | 10.7 | 3.6 |  |  |  |  | 1
8122 | 13.5 | 6.4 |  |  |  |  | 1
8123 | 13.8 | 6.7 |  |  |  |  | 1
8124 | 16.7 | 9.6 |  |  |  |  | 1
8125 | 18.6 | 11.5 |  |  |  |  | 1
8126 | 19.8 | 12.6 |  |  |  |  | 1
8127 | 22 | 14.9 |  |  |  |  | 1
8128 | 20.1 | 12.9 |  |  |  |  | 1
8129 | 20.1 | 13 |  |  |  |  | 1
8130 | 18.2 | 11.1 |  |  |  |  | 1
8131 | 20.6 | 13.5 |  |  |  |  | 1
8132 | 15.6 | 8.4 |  |  |  |  | 1
8133 | 13.9 | 6.8 |  |  |  |  | 1
8134 | 13.3 | 6.2 |  |  |  |  | 1
8135 | 12.4 | 5.3 |  |  |  |  | 1
8136 | 12.8 | 5.7 |  |  |  |  | 1
8137 | 7.7 | 2 |  |  |  |  | 1
8138 | 10.1 | 3 |  |  |  |  | 1
8139 | 6.4 | 2 |  |  |  |  | 1
8140 | 6.4 | 2 |  |  |  |  | 1
8141 | 5.9 | 2 |  |  |  |  | 1
8142 | 4.7 | 2 |  |  |  |  | 1
8143 | 8.8 | 2 |  |  |  |  | 1
8144 | 10.8 | 3.7 |  |  |  |  | 1
8145 | 12.4 | 5.3 |  |  |  |  | 1
8146 | 13.5 | 6.4 |  |  |  |  | 1
8147 | 15.6 | 8.4 |  |  |  |  | 1
8148 | 20.5 | 13.4 |  |  |  |  | 1
8149 | 20.1 | 12.9 |  |  |  |  | 1
8150 | 19.7 | 12.6 |  |  |  |  | 1
8151 | 17.7 | 10.6 |  |  |  |  | 1
8152 | 19.6 | 12.4 |  |  |  |  | 1
8153 | 21 | 13.9 |  |  |  |  | 1
8154 | 19.7 | 12.6 |  |  |  |  | 1
8155 | 17.6 | 10.5 |  |  |  |  | 1
8156 | 19.4 | 12.3 |  |  |  |  | 1
8157 | 16.4 | 9.3 |  |  |  |  | 1
8158 | 12.6 | 5.4 |  |  |  |  | 1
8159 | 13.1 | 6 |  |  |  |  | 1
8160 | 11.1 | 3.9 |  |  |  |  | 1
8161 | 10.1 | 3 |  |  |  |  | 1
8162 | 6.5 | 2 |  |  |  |  | 1
8163 | 6.2 | 2 |  |  |  |  | 1
8164 | 6.5 | 2 |  |  |  |  | 1
8165 | 4.9 | 2 |  |  |  |  | 1
8166 | 7.6 | 2 |  |  |  |  | 1
8167 | 8 | 2 |  |  |  |  | 1
8168 | 11.2 | 4 |  |  |  |  | 1
8169 | 10.6 | 3.4 |  |  |  |  | 1
8170 | 13.5 | 6.3 |  |  |  |  | 1
8171 | 14.9 | 7.8 |  |  |  |  | 1
8172 | 16.1 | 8.9 |  |  |  |  | 1
8173 | 17.4 | 10.2 |  |  |  |  | 1
8174 | 18.7 | 11.6 |  |  |  |  | 1
8175 | 21.6 | 14.4 |  |  |  |  | 1
8176 | 20.2 | 13 |  |  |  |  | 1
8177 | 21.6 | 14.4 |  |  |  |  | 1
8178 | 17.4 | 10.2 |  |  |  |  | 1
8179 | 19.2 | 12 |  |  |  |  | 1
8180 | 16.8 | 9.6 |  |  |  |  | 1
8181 | 14.4 | 7.2 |  |  |  |  | 1
8182 | 12.9 | 5.7 |  |  |  |  | 1
8183 | 11.5 | 4.3 |  |  |  |  | 1
8184 | 7.5 | 2 |  |  |  |  | 1
8185 | 8.7 | 2 |  |  |  |  | 1
8186 | 6 | 2 |  |  |  |  | 1
8187 | 5.3 | 2 |  |  |  |  | 1
8188 | 7.1 | 2 |  |  |  |  | 1
8189 | 7.5 | 2 |  |  |  |  | 1
8190 | 7.2 | 2 |  |  |  |  | 1
8191 | 7.6 | 2 |  |  |  |  | 1
8192 | 11.4 | 4.1 |  |  |  |  | 1
8193 | 12.1 | 4.9 |  |  |  |  | 1
8194 | 10.7 | 3.5 |  |  |  |  | 1
8195 | 15.2 | 8 |  |  |  |  | 1
8196 | 18.9 | 11.7 |  |  |  |  | 1
8197 | 17.4 | 10.2 |  |  |  |  | 1
8198 | 20.8 | 13.6 |  |  |  |  | 1
8199 | 22.1 | 14.9 |  |  |  |  | 1
8200 | 20.7 | 13.5 |  |  |  |  | 1
8201 | 17.3 | 10 |  |  |  |  | 1
8202 | 19.3 | 12.1 |  |  |  |  | 1
8203 | 18.3 | 11 |  |  |  |  | 1
8204 | 18.2 | 11 |  |  |  |  | 1
8205 | 15.2 | 7.9 |  |  |  |  | 1
8206 | 11.9 | 4.7 |  |  |  |  | 1
8207 | 10.8 | 3.6 |  |  |  |  | 1
8208 | 8.8 | 2 |  |  |  |  | 1
8209 | 8.7 | 2 |  |  |  |  | 1
8210 | 4.6 | 2 |  |  |  |  | 1
8211 | 7.9 | 2 |  |  |  |  | 1
8212 | 5.3 | 2 |  |  |  |  | 1
8213 | 8.8 | 2 |  |  |  |  | 1
8214 | 4.7 | 2 |  |  |  |  | 1
8215 | 8.4 | 2 |  |  |  |  | 1
8216 | 8.6 | 2 |  |  |  |  | 1
8217 | 11.5 | 4.2 |  |  |  |  | 1
8218 | 13.5 | 6.3 |  |  |  |  | 1
8219 | 14.8 | 7.6 |  |  |  |  | 1
8220 | 14.6 | 7.4 |  |  |  |  | 1
8221 | 19.2 | 12 |  |  |  |  | 1
8222 | 18.7 | 11.5 |  |  |  |  | 1
8223 | 17.4 | 10.1 |  |  |  |  | 1
8224 | 20.3 | 13 |  |  |  |  | 1
8225 | 17.6 | 10.3 |  |  |  |  | 1
8226 | 17 | 9.7 |  |  |  |  | 1
8227 | 19.2 | 12 |  |  |  |  | 1
8228 | 17.5 | 10.2 |  |  |  |  | 1
8229 | 17 | 9.8 |  |  |  |  | 1
8230 | 11.9 | 4.6 |  |  |  |  | 1
8231 | 11.3 | 4.1 |  |  |  |  | 1
8232 | 7.6 | 2 |  |  |  |  | 1
8233 | 7.6 | 2 |  |  |  |  | 1
8234 | 6.8 | 2 |  |  |  |  | 1
8235 | 6.4 | 2 |  |  |  |  | 1
8236 | 6.2 | 2 |  |  |  |  | 1
8237 | 4.3 | 2 |  |  |  |  | 1
8238 | 6.5 | 2 |  |  |  |  | 1
8239 | 8.1 | 2 |  |  |  |  | 1
8240 | 6.5 | 2 |  |  |  |  | 1
8241 | 11 | 3.7 |  |  |  |  | 1
8242 | 12.2 | 4.9 |  |  |  |  | 1
8243 | 14.3 | 7 |  |  |  |  | 1
8244 | 15 | 7.7 |  |  |  |  | 1
8245 | 18.3 | 11 |  |  |  |  | 1
8246 | 18.4 | 11.1 |  |  |  |  | 1
8247 | 19.5 | 12.2 |  |  |  |  | 1
8248 | 21.3 | 14 |  |  |  |  | 1
8249 | 20.9 | 13.6 |  |  |  |  | 1
8250 | 20.7 | 13.4 |  |  |  |  | 1
8251 | 18.5 | 11.3 |  |  |  |  | 1
8252 | 16.1 | 8.9 |  |  |  |  | 1
8253 | 13.2 | 5.9 |  |  |  |  | 1
8254 | 11.2 | 3.9 |  |  |  |  | 1
8255 | 11.9 | 4.6 |  |  |  |  | 1
8256 | 11.7 | 4.5 |  |  |  |  | 1
8257 | 7.2 | 2 |  |  |  |  | 1
8258 | 8 | 2 |  |  |  |  | 1
8259 | 5.6 | 2 |  |  |  |  | 1
8260 | 5 | 2 |  |  |  |  | 1
8261 | 5.7 | 2 |  |  |  |  | 1
8262 | 7 | 2 |  |  |  |  | 1
8263 | 7.4 | 2 |  |  |  |  | 1
8264 | 10.1 | 2.7 |  |  |  |  | 1
8265 | 9.5 | 2.2 |  |  |  |  | 1
8266 | 11.6 | 4.3 |  |  |  |  | 1
8267 | 17 | 9.7 |  |  |  |  | 1
8268 | 15.2 | 7.9 |  |  |  |  | 1
8269 | 15.8 | 8.5 |  |  |  |  | 1
8270 | 19.7 | 12.4 |  |  |  |  | 1
8271 | 20.3 | 13 |  |  |  |  | 1
8272 | 20.6 | 13.3 |  |  |  |  | 1
8273 | 19.2 | 11.9 |  |  |  |  | 1
8274 | 18.3 | 11 |  |  |  |  | 1
8275 | 18.5 | 11.2 |  |  |  |  | 1
8276 | 16.5 | 9.2 |  |  |  |  | 1
8277 | 14.3 | 6.9 |  |  |  |  | 1
8278 | 11.8 | 4.5 |  |  |  |  | 1
8279 | 12 | 4.6 |  |  |  |  | 1
8280 | 10 | 2.7 |  |  |  |  | 1
8281 | 6.6 | 2 |  |  |  |  | 1
8282 | 4.9 | 2 |  |  |  |  | 1
8283 | 6 | 2 |  |  |  |  | 1
8284 | 6.3 | 2 |  |  |  |  | 1
8285 | 4.4 | 2 |  |  |  |  | 1
8286 | 7.3 | 2 |  |  |  |  | 1
8287 | 8.1 | 2 |  |  |  |  | 1
8288 | 9.6 | 2.3 |  |  |  |  | 1
8289 | 10.9 | 3.5 |  |  |  |  | 1
8290 | 11.9 | 4.5 |  |  |  |  | 1
8291 | 13.7 | 6.3 |  |  |  |  | 1
8292 | 15.6 | 8.3 |  |  |  |  | 1
8293 | 16.8 | 9.4 |  |  |  |  | 1
8294 | 20.2 | 12.8 |  |  |  |  | 1
8295 | 17.6 | 10.2 |  |  |  |  | 1
8296 | 22.8 | 15.4 |  |  |  |  | 1
8297 | 20.6 | 13.3 |  |  |  |  | 1
8298 | 21.1 | 13.7 |  |  |  |  | 1
8299 | 18.7 | 11.3 |  |  |  |  | 1
8300 | 16.7 | 9.4 |  |  |  |  | 1
8301 | 13.7 | 6.4 |  |  |  |  | 1
8302 | 12.1 | 4.8 |  |  |  |  | 1
8303 | 10.7 | 3.3 |  |  |  |  | 1
8304 | 8.4 | 2 |  |  |  |  | 1
8305 | 7.7 | 2 |  |  |  |  | 1
8306 | 7.5 | 2 |  |  |  |  | 1
8307 | 7.2 | 2 |  |  |  |  | 1
8308 | 7 | 2 |  |  |  |  | 1
8309 | 7.1 | 2 |  |  |  |  | 1
8310 | 9 | 2 |  |  |  |  | 1
8311 | 7.5 | 2 |  |  |  |  | 1
8312 | 9.6 | 2.2 |  |  |  |  | 1
8313 | 8.3 | 2 |  |  |  |  | 1
8314 | 13.4 | 6 |  |  |  |  | 1
8315 | 15 | 7.6 |  |  |  |  | 1
8316 | 15.6 | 8.2 |  |  |  |  | 1
8317 | 16.1 | 8.7 |  |  |  |  | 1
8318 | 20.5 | 13.2 |  |  |  |  | 1
8319 | 17.5 | 10.1 |  |  |  |  | 1
8320 | 19.2 | 11.8 |  |  |  |  | 1
8321 | 17.4 | 10 |  |  |  |  | 1
8322 | 19.5 | 12.2 |  |  |  |  | 1
8323 | 18.2 | 10.9 |  |  |  |  | 1
8324 | 18.7 | 11.3 |  |  |  |  | 1
8325 | 15.8 | 8.4 |  |  |  |  | 1
8326 | 11.7 | 4.3 |  |  |  |  | 1
8327 | 9.3 | 2 |  |  |  |  | 1
8328 | 9.4 | 2 |  |  |  |  | 1
8329 | 7.1 | 2 |  |  |  |  | 1
8330 | 6 | 2 |  |  |  |  | 1
8331 | 5.8 | 2 |  |  |  |  | 1
8332 | 7.2 | 2 |  |  |  |  | 1
8333 | 6.2 | 2 |  |  |  |  | 1
8334 | 6.8 | 2 |  |  |  |  | 1
8335 | 8.5 | 2 |  |  |  |  | 1
8336 | 10.5 | 3.1 |  |  |  |  | 1
8337 | 10.3 | 2.9 |  |  |  |  | 1
8338 | 14 | 6.6 |  |  |  |  | 1
8339 | 14.6 | 7.2 |  |  |  |  | 1
8340 | 15.8 | 8.4 |  |  |  |  | 1
8341 | 18.7 | 11.3 |  |  |  |  | 1
8342 | 18.6 | 11.2 |  |  |  |  | 1
8343 | 18.8 | 11.4 |  |  |  |  | 1
8344 | 16.3 | 8.9 |  |  |  |  | 1
8345 | 18.1 | 10.7 |  |  |  |  | 1
8346 | 20 | 12.5 |  |  |  |  | 1
8347 | 17.1 | 9.7 |  |  |  |  | 1
8348 | 14.8 | 7.3 |  |  |  |  | 1
8349 | 14.1 | 6.7 |  |  |  |  | 1
8350 | 14.4 | 6.9 |  |  |  |  | 1
8351 | 10.4 | 2.9 |  |  |  |  | 1
8352 | 8.4 | 2 |  |  |  |  | 1
8353 | 7.7 | 2 |  |  |  |  | 1
8354 | 6.4 | 2 |  |  |  |  | 1
8355 | 4.8 | 2 |  |  |  |  | 1
8356 | 3.6 | 2 |  |  |  |  | 1
8357 | 8.5 | 2 |  |  |  |  | 1
8358 | 8.1 | 2 |  |  |  |  | 1
8359 | 7.6 | 2 |  |  |  |  | 1
8360 | 7.5 | 2 |  |  |  |  | 1
8361 | 8.7 | 2 |  |  |  |  | 1
8362 | 12.6 | 5.1 |  |  |  |  | 1
8363 | 14.8 | 7.3 |  |  |  |  | 1
8364 | 14.5 | 7.1 |  |  |  |  | 1
8365 | 15.1 | 7.7 |  |  |  |  | 1
8366 | 18.9 | 11.5 |  |  |  |  | 1
8367 | 21.4 | 13.9 |  |  |  |  | 1
8368 | 19.7 | 12.2 |  |  |  |  | 1
8369 | 18.4 | 11 |  |  |  |  | 1
8370 | 17.8 | 10.4 |  |  |  |  | 1
8371 | 17.3 | 9.9 |  |  |  |  | 1
8372 | 16.4 | 9 |  |  |  |  | 1
8373 | 12.3 | 4.9 |  |  |  |  | 1
8374 | 11 | 3.5 |  |  |  |  | 1
8375 | 9.6 | 2.2 |  |  |  |  | 1
8376 | 9.3 | 2 |  |  |  |  | 1
8377 | 8.8 | 2 |  |  |  |  | 1
8378 | 6.1 | 2 |  |  |  |  | 1
8379 | 5.7 | 2 |  |  |  |  | 1
8380 | 6.7 | 2 |  |  |  |  | 1
8381 | 5.1 | 2 |  |  |  |  | 1
8382 | 5.9 | 2 |  |  |  |  | 1
8383 | 8.3 | 2 |  |  |  |  | 1
8384 | 9.5 | 2 |  |  |  |  | 1
8385 | 11.1 | 3.6 |  |  |  |  | 1
8386 | 12.6 | 5.1 |  |  |  |  | 1
8387 | 14.3 | 6.9 |  |  |  |  | 1
8388 | 14.4 | 6.9 |  |  |  |  | 1
8389 | 16.6 | 9.1 |  |  |  |  | 1
8390 | 17.3 | 9.8 |  |  |  |  | 1
8391 | 20.5 | 13 |  |  |  |  | 1
8392 | 21.2 | 13.7 |  |  |  |  | 1
8393 | 17.7 | 10.2 |  |  |  |  | 1
8394 | 19.1 | 11.7 |  |  |  |  | 1
8395 | 16.3 | 8.8 |  |  |  |  | 1
8396 | 15.8 | 8.3 |  |  |  |  | 1
8397 | 13.8 | 6.3 |  |  |  |  | 1
8398 | 12.3 | 4.8 |  |  |  |  | 1
8399 | 11.1 | 3.6 |  |  |  |  | 1
8400 | 9.2 | 2 |  |  |  |  | 1
8401 | 6.4 | 2 |  |  |  |  | 1
8402 | 7.3 | 2 |  |  |  |  | 1
8403 | 6.2 | 2 |  |  |  |  | 1
8404 | 4.3 | 2 |  |  |  |  | 1
8405 | 4.6 | 2 |  |  |  |  | 1
8406 | 6.4 | 2 |  |  |  |  | 1
8407 | 6.6 | 2 |  |  |  |  | 1
8408 | 9.3 | 2 |  |  |  |  | 1
8409 | 11.9 | 4.4 |  |  |  |  | 1
8410 | 12.7 | 5.2 |  |  |  |  | 1
8411 | 14.9 | 7.4 |  |  |  |  | 1
8412 | 16.4 | 8.9 |  |  |  |  | 1
8413 | 13.9 | 6.4 |  |  |  |  | 1
8414 | 19.9 | 12.4 |  |  |  |  | 1
8415 | 16.3 | 8.8 |  |  |  |  | 1
8416 | 18.5 | 11 |  |  |  |  | 1
8417 | 19 | 11.5 |  |  |  |  | 1
8418 | 17.5 | 10 |  |  |  |  | 1
8419 | 17.5 | 10 |  |  |  |  | 1
8420 | 16.6 | 9.1 |  |  |  |  | 1
8421 | 13.6 | 6 |  |  |  |  | 1
8422 | 12.1 | 4.6 |  |  |  |  | 1
8423 | 11.1 | 3.6 |  |  |  |  | 1
8424 | 10.4 | 2.9 |  |  |  |  | 1
8425 | 7.7 | 2 |  |  |  |  | 1
8426 | 6.4 | 2 |  |  |  |  | 1
8427 | 6.8 | 2 |  |  |  |  | 1
8428 | 6.4 | 2 |  |  |  |  | 1
8429 | 5.7 | 2 |  |  |  |  | 1
8430 | 7.1 | 2 |  |  |  |  | 1
8431 | 5.8 | 2 |  |  |  |  | 1
8432 | 9.3 | 2 |  |  |  |  | 1
8433 | 12.8 | 5.3 |  |  |  |  | 1
8434 | 11.8 | 4.3 |  |  |  |  | 1
8435 | 13.4 | 5.8 |  |  |  |  | 1
8436 | 14 | 6.4 |  |  |  |  | 1
8437 | 17.5 | 9.9 |  |  |  |  | 1
8438 | 18.6 | 11.1 |  |  |  |  | 1
8439 | 18.5 | 10.9 |  |  |  |  | 1
8440 | 17 | 9.5 |  |  |  |  | 1
8441 | 20.3 | 12.8 |  |  |  |  | 1
8442 | 15.8 | 8.3 |  |  |  |  | 1
8443 | 17.6 | 10.1 |  |  |  |  | 1
8444 | 14.2 | 6.7 |  |  |  |  | 1
8445 | 14.2 | 6.6 |  |  |  |  | 1
8446 | 13.9 | 6.3 |  |  |  |  | 1
8447 | 9.9 | 2.3 |  |  |  |  | 1
8448 | 10.4 | 2.8 |  |  |  |  | 1
8449 | 7.2 | 2 |  |  |  |  | 1
8450 | 4.5 | 2 |  |  |  |  | 1
8451 | 4.7 | 2 |  |  |  |  | 1
8452 | 6 | 2 |  |  |  |  | 1
8453 | 4.6 | 2 |  |  |  |  | 1
8454 | 5.7 | 2 |  |  |  |  | 1
8455 | 8 | 2 |  |  |  |  | 1
8456 | 7.7 | 2 |  |  |  |  | 1
8457 | 8.5 | 2 |  |  |  |  | 1
8458 | 10.1 | 2.6 |  |  |  |  | 1
8459 | 14 | 6.4 |  |  |  |  | 1
8460 | 13.3 | 5.8 |  |  |  |  | 1
8461 | 19.1 | 11.5 |  |  |  |  | 1
8462 | 18.6 | 11 |  |  |  |  | 1
8463 | 17.6 | 10 |  |  |  |  | 1
8464 | 21.6 | 14 |  |  |  |  | 1
8465 | 16.6 | 9.1 |  |  |  |  | 1
8466 | 18.5 | 11 |  |  |  |  | 1
8467 | 16.5 | 9 |  |  |  |  | 1
8468 | 17.4 | 9.8 |  |  |  |  | 1
8469 | 14 | 6.4 |  |  |  |  | 1
8470 | 13.6 | 6 |  |  |  |  | 1
8471 | 10.1 | 2.5 |  |  |  |  | 1
8472 | 7.5 | 2 |  |  |  |  | 1
8473 | 9.1 | 2 |  |  |  |  | 1
8474 | 4.2 | 2 |  |  |  |  | 1
8475 | 4.1 | 2 |  |  |  |  | 1
8476 | 7.1 | 2 |  |  |  |  | 1
8477 | 5.9 | 2 |  |  |  |  | 1
8478 | 6.9 | 2 |  |  |  |  | 1
8479 | 8 | 2 |  |  |  |  | 1
8480 | 7.2 | 2 |  |  |  |  | 1
8481 | 8.5 | 2 |  |  |  |  | 1
8482 | 13 | 5.4 |  |  |  |  | 1
8483 | 14.5 | 6.9 |  |  |  |  | 1
8484 | 14.5 | 6.9 |  |  |  |  | 1
8485 | 14.7 | 7.1 |  |  |  |  | 1
8486 | 17.7 | 10.1 |  |  |  |  | 1
8487 | 21 | 13.4 |  |  |  |  | 1
8488 | 17.5 | 9.9 |  |  |  |  | 1
8489 | 18.2 | 10.6 |  |  |  |  | 1
8490 | 19.4 | 11.8 |  |  |  |  | 1
8491 | 17.7 | 10.2 |  |  |  |  | 1
8492 | 16.5 | 8.9 |  |  |  |  | 1
8493 | 13.1 | 5.5 |  |  |  |  | 1
8494 | 12.1 | 4.5 |  |  |  |  | 1
8495 | 9.6 | 2 |  |  |  |  | 1
8496 | 7.8 | 2 |  |  |  |  | 1
8497 | 7.4 | 2 |  |  |  |  | 1
8498 | 6.7 | 2 |  |  |  |  | 1
8499 | 5.6 | 2 |  |  |  |  | 1
8500 | 4 | 2 |  |  |  |  | 1
8501 | 5.3 | 2 |  |  |  |  | 1
8502 | 6.4 | 2 |  |  |  |  | 1
8503 | 6 | 2 |  |  |  |  | 1
8504 | 8.9 | 2 |  |  |  |  | 1
8505 | 8.2 | 2 |  |  |  |  | 1
8506 | 12.8 | 5.2 |  |  |  |  | 1
8507 | 13.4 | 5.8 |  |  |  |  | 1
8508 | 15.1 | 7.5 |  |  |  |  | 1
8509 | 17.4 | 9.8 |  |  |  |  | 1
8510 | 17.7 | 10.1 |  |  |  |  | 1
8511 | 19.5 | 11.9 |  |  |  |  | 1
8512 | 19.2 | 11.6 |  |  |  |  | 1
8513 | 18.5 | 10.9 |  |  |  |  | 1
8514 | 17.2 | 9.6 |  |  |  |  | 1
8515 | 16.9 | 9.3 |  |  |  |  | 1
8516 | 13.5 | 5.9 |  |  |  |  | 1
8517 | 12.5 | 4.9 |  |  |  |  | 1
8518 | 12.2 | 4.6 |  |  |  |  | 1
8519 | 9.4 | 2 |  |  |  |  | 1
8520 | 8.5 | 2 |  |  |  |  | 1
8521 | 8.3 | 2 |  |  |  |  | 1
8522 | 3.8 | 2 |  |  |  |  | 1
8523 | 4.8 | 2 |  |  |  |  | 1
8524 | 3.9 | 2 |  |  |  |  | 1
8525 | 5.2 | 2 |  |  |  |  | 1
8526 | 4.2 | 2 |  |  |  |  | 1
8527 | 6.8 | 2 |  |  |  |  | 1
8528 | 9.1 | 2 |  |  |  |  | 1
8529 | 8.5 | 2 |  |  |  |  | 1
8530 | 10.2 | 2.6 |  |  |  |  | 1
8531 | 14.3 | 6.6 |  |  |  |  | 1
8532 | 13.2 | 5.5 |  |  |  |  | 1
8533 | 17.1 | 9.4 |  |  |  |  | 1
8534 | 17.4 | 9.7 |  |  |  |  | 1
8535 | 19.3 | 11.7 |  |  |  |  | 1
8536 | 20.5 | 12.8 |  |  |  |  | 1
8537 | 18.9 | 11.3 |  |  |  |  | 1
8538 | 19.1 | 11.5 |  |  |  |  | 1
8539 | 16.3 | 8.7 |  |  |  |  | 1
8540 | 16.5 | 8.9 |  |  |  |  | 1
8541 | 12.4 | 4.8 |  |  |  |  | 1
8542 | 10.6 | 2.9 |  |  |  |  | 1
8543 | 10.2 | 2.6 |  |  |  |  | 1
8544 | 5.6 | 2 |  |  |  |  | 1
8545 | 5.3 | 2 |  |  |  |  | 1
8546 | 6.9 | 2 |  |  |  |  | 1
8547 | 5 | 2 |  |  |  |  | 1
8548 | 3.9 | 2 |  |  |  |  | 1
8549 | 6.3 | 2 |  |  |  |  | 1
8550 | 5 | 2 |  |  |  |  | 1
8551 | 5.6 | 2 |  |  |  |  | 1
8552 | 9.9 | 2.2 |  |  |  |  | 1
8553 | 9 | 2 |  |  |  |  | 1
8554 | 10.1 | 2.4 |  |  |  |  | 1
8555 | 12.8 | 5.2 |  |  |  |  | 1
8556 | 13.9 | 6.3 |  |  |  |  | 1
8557 | 16 | 8.3 |  |  |  |  | 1
8558 | 17.3 | 9.6 |  |  |  |  | 1
8559 | 18.2 | 10.5 |  |  |  |  | 1
8560 | 18.7 | 11 |  |  |  |  | 1
8561 | 21 | 13.3 |  |  |  |  | 1
8562 | 18.1 | 10.4 |  |  |  |  | 1
8563 | 16.7 | 9.1 |  |  |  |  | 1
8564 | 14.5 | 6.8 |  |  |  |  | 1
8565 | 14.7 | 7 |  |  |  |  | 1
8566 | 10.5 | 2.8 |  |  |  |  | 1
8567 | 11 | 3.4 |  |  |  |  | 1
8568 | 6.1 | 2 |  |  |  |  | 1
8569 | 6.4 | 2 |  |  |  |  | 1
8570 | 6.1 | 2 |  |  |  |  | 1
8571 | 4.8 | 2 |  |  |  |  | 1
8572 | 6.2 | 2 |  |  |  |  | 1
8573 | 6.8 | 2 |  |  |  |  | 1
8574 | 3 | 2 |  |  |  |  | 1
8575 | 7.1 | 2 |  |  |  |  | 1
8576 | 8.1 | 2 |  |  |  |  | 1
8577 | 10.5 | 2.8 |  |  |  |  | 1
8578 | 10.3 | 2.6 |  |  |  |  | 1
8579 | 14 | 6.3 |  |  |  |  | 1
8580 | 15.8 | 8.1 |  |  |  |  | 1
8581 | 15.6 | 7.9 |  |  |  |  | 1
8582 | 18.6 | 10.9 |  |  |  |  | 1
8583 | 17 | 9.3 |  |  |  |  | 1
8584 | 19.5 | 11.8 |  |  |  |  | 1
8585 | 19.2 | 11.5 |  |  |  |  | 1
8586 | 17.1 | 9.5 |  |  |  |  | 1
8587 | 14.7 | 7 |  |  |  |  | 1
8588 | 15.1 | 7.5 |  |  |  |  | 1
8589 | 11.7 | 4.1 |  |  |  |  | 1
8590 | 11.6 | 3.9 |  |  |  |  | 1
8591 | 10.8 | 3.1 |  |  |  |  | 1
8592 | 6.6 | 2 |  |  |  |  | 1
8593 | 6.6 | 2 |  |  |  |  | 1
8594 | 5.4 | 2 |  |  |  |  | 1
8595 | 3.7 | 2 |  |  |  |  | 1
8596 | 6.7 | 2 |  |  |  |  | 1
8597 | 4.3 | 2 |  |  |  |  | 1
8598 | 6.9 | 2 |  |  |  |  | 1
8599 | 7.1 | 2 |  |  |  |  | 1
8600 | 8.9 | 2 |  |  |  |  | 1
8601 | 8.2 | 2 |  |  |  |  | 1
8602 | 11.6 | 3.9 |  |  |  |  | 1
8603 | 12.9 | 5.2 |  |  |  |  | 1
8604 | 16.5 | 8.8 |  |  |  |  | 1
8605 | 15.4 | 7.7 |  |  |  |  | 1
8606 | 17.4 | 9.6 |  |  |  |  | 1
8607 | 17.5 | 9.7 |  |  |  |  | 1
8608 | 19.2 | 11.5 |  |  |  |  | 1
8609 | 17.5 | 9.8 |  |  |  |  | 1
8610 | 18.6 | 10.9 |  |  |  |  | 1
8611 | 17.4 | 9.7 |  |  |  |  | 1
8612 | 15.9 | 8.2 |  |  |  |  | 1
8613 | 14.3 | 6.6 |  |  |  |  | 1
8614 | 11.2 | 3.5 |  |  |  |  | 1
8615 | 8.8 | 2 |  |  |  |  | 1
8616 | 7.1 | 2 |  |  |  |  | 1
8617 | 5.2 | 2 |  |  |  |  | 1
8618 | 5.2 | 2 |  |  |  |  | 1
8619 | 3.7 | 2 |  |  |  |  | 1
8620 | 5.1 | 2 |  |  |  |  | 1
8621 | 6.1 | 2 |  |  |  |  | 1
8622 | 4.4 | 2 |  |  |  |  | 1
8623 | 6.1 | 2 |  |  |  |  | 1
8624 | 7.8 | 2 |  |  |  |  | 1
8625 | 11.1 | 3.3 |  |  |  |  | 1
8626 | 12.6 | 4.9 |  |  |  |  | 1
8627 | 14.3 | 6.6 |  |  |  |  | 1
8628 | 12.9 | 5.2 |  |  |  |  | 1
8629 | 16.3 | 8.6 |  |  |  |  | 1
8630 | 15.9 | 8.2 |  |  |  |  | 1
8631 | 19 | 11.3 |  |  |  |  | 1
8632 | 17.6 | 9.9 |  |  |  |  | 1
8633 | 16.3 | 8.5 |  |  |  |  | 1
8634 | 20 | 12.2 |  |  |  |  | 1
8635 | 14.8 | 7.1 |  |  |  |  | 1
8636 | 15.2 | 7.4 |  |  |  |  | 1
8637 | 12.6 | 4.9 |  |  |  |  | 1
8638 | 11.7 | 4 |  |  |  |  | 1
8639 | 8.2 | 2 |  |  |  |  | 1
8640 | 8.7 | 2 |  |  |  |  | 1
8641 | 7.2 | 2 |  |  |  |  | 1
8642 | 7.3 | 2 |  |  |  |  | 1
8643 | 3.4 | 2 |  |  |  |  | 1
8644 | 4.3 | 2 |  |  |  |  | 1
8645 | 5.1 | 2 |  |  |  |  | 1
8646 | 5.8 | 2 |  |  |  |  | 1
8647 | 5.8 | 2 |  |  |  |  | 1
8648 | 6.5 | 2 |  |  |  |  | 1
8649 | 12.6 | 4.9 |  |  |  |  | 1
8650 | 9.3 | 2 |  |  |  |  | 1
8651 | 12.7 | 4.9 |  |  |  |  | 1
8652 | 14.1 | 6.4 |  |  |  |  | 1
8653 | 15.4 | 7.6 |  |  |  |  | 1
8654 | 16.1 | 8.4 |  |  |  |  | 1
8655 | 16.8 | 9.1 |  |  |  |  | 1
8656 | 18.2 | 10.5 |  |  |  |  | 1
8657 | 17.8 | 10 |  |  |  |  | 1
8658 | 18.5 | 10.8 |  |  |  |  | 1
8659 | 19.1 | 11.3 |  |  |  |  | 1
8660 | 16.5 | 8.7 |  |  |  |  | 1
8661 | 12.4 | 4.6 |  |  |  |  | 1
8662 | 13.4 | 5.6 |  |  |  |  | 1
8663 | 8.9 | 2 |  |  |  |  | 1
8664 | 8.3 | 2 |  |  |  |  | 1
8665 | 6.6 | 2 |  |  |  |  | 1
8666 | 4.8 | 2 |  |  |  |  | 1
8667 | 5.6 | 2 |  |  |  |  | 1
8668 | 4.7 | 2 |  |  |  |  | 1
8669 | 4.2 | 2 |  |  |  |  | 1
8670 | 4.2 | 2 |  |  |  |  | 1
8671 | 7.7 | 2 |  |  |  |  | 1
8672 | 8.3 | 2 |  |  |  |  | 1
8673 | 8.5 | 2 |  |  |  |  | 1
8674 | 11.8 | 4 |  |  |  |  | 1
8675 | 12.8 | 5.1 |  |  |  |  | 1
8676 | 14.8 | 7 |  |  |  |  | 1
8677 | 17.2 | 9.4 |  |  |  |  | 1
8678 | 19.7 | 11.9 |  |  |  |  | 1
8679 | 17.6 | 9.8 |  |  |  |  | 1
8680 | 16.8 | 9 |  |  |  |  | 1
8681 | 16.4 | 8.6 |  |  |  |  | 1
8682 | 16.5 | 8.8 |  |  |  |  | 1
8683 | 15.9 | 8.1 |  |  |  |  | 1
8684 | 16.1 | 8.3 |  |  |  |  | 1
8685 | 12.5 | 4.8 |  |  |  |  | 1
8686 | 10.1 | 2.3 |  |  |  |  | 1
8687 | 11.7 | 3.9 |  |  |  |  | 1
8688 | 7.2 | 2 |  |  |  |  | 1
8689 | 5.9 | 2 |  |  |  |  | 1
8690 | 4.2 | 2 |  |  |  |  | 1
8691 | 3 | 2 |  |  |  |  | 1
8692 | 5.7 | 2 |  |  |  |  | 1
8693 | 3.8 | 2 |  |  |  |  | 1
8694 | 7.5 | 2 |  |  |  |  | 1
8695 | 6.7 | 2 |  |  |  |  | 1
8696 | 6.1 | 2 |  |  |  |  | 1
8697 | 9.6 | 2 |  |  |  |  | 1
8698 | 12.1 | 4.3 |  |  |  |  | 1
8699 | 12.4 | 4.6 |  |  |  |  | 1
8700 | 16.5 | 8.7 |  |  |  |  | 1
8701 | 16.5 | 8.7 |  |  |  |  | 1
8702 | 16.1 | 8.3 |  |  |  |  | 1
8703 | 20.2 | 12.4 |  |  |  |  | 1
8704 | 16.7 | 8.9 |  |  |  |  | 1
8705 | 18.3 | 10.5 |  |  |  |  | 1
8706 | 16.5 | 8.7 |  |  |  |  | 1
8707 | 16 | 8.2 |  |  |  |  | 1
8708 | 16.8 | 9 |  |  |  |  | 1
8709 | 13 | 5.2 |  |  |  |  | 1
8710 | 10.6 | 2.8 |  |  |  |  | 1
8711 | 7.7 | 2 |  |  |  |  | 1
8712 | 6.9 | 2 |  |  |  |  | 1
8713 | 6.1 | 2 |  |  |  |  | 1
8714 | 5.3 | 2 |  |  |  |  | 1
8715 | 6.4 | 2 |  |  |  |  | 1
8716 | 5.5 | 2 |  |  |  |  | 1
8717 | 5.7 | 2 |  |  |  |  | 1
8718 | 6.6 | 2 |  |  |  |  | 1
8719 | 5.5 | 2 |  |  |  |  | 1
8720 | 8.8 | 2 |  |  |  |  | 1
8721 | 10.3 | 2.5 |  |  |  |  | 1
8722 | 11.2 | 3.4 |  |  |  |  | 1
8723 | 12.2 | 4.4 |  |  |  |  | 1
8724 | 15.3 | 7.5 |  |  |  |  | 1
8725 | 15.8 | 8 |  |  |  |  | 1
8726 | 15.3 | 7.5 |  |  |  |  | 1
8727 | 17.6 | 9.8 |  |  |  |  | 1
8728 | 19.1 | 11.3 |  |  |  |  | 1
8729 | 18.7 | 10.9 |  |  |  |  | 1
8730 | 17.7 | 9.9 |  |  |  |  | 1
8731 | 16 | 8.1 |  |  |  |  | 1
8732 | 14.3 | 6.5 |  |  |  |  | 1
8733 | 13.2 | 5.4 |  |  |  |  | 1
8734 | 12 | 4.2 |  |  |  |  | 1
8735 | 11.3 | 3.5 |  |  |  |  | 1
8736 | 7.6 | 2 |  |  |  |  | 1
8737 | 4.6 | 2 |  |  |  |  | 1
8738 | 5.7 | 2 |  |  |  |  | 1
8739 | 3.1 | 2 |  |  |  |  | 1
8740 | 4.2 | 2 |  |  |  |  | 1
8741 | 6.2 | 2 |  |  |  |  | 1
8742 | 4.4 | 2 |  |  |  |  | 1
8743 | 5.4 | 2 |  |  |  |  | 1
8744 | 8.8 | 2 |  |  |  |  | 1
8745 | 9.3 | 2 |  |  |  |  | 1
8746 | 10.1 | 2.3 |  |  |  |  | 1
8747 | 12.6 | 4.8 |  |  |  |  | 1
8748 | 16.1 | 8.3 |  |  |  |  | 1
8749 | 15 | 7.2 |  |  |  |  | 1
8750 | 16.5 | 8.7 |  |  |  |  | 1
8751 | 18.4 | 10.6 |  |  |  |  | 1
8752 | 16.7 | 8.9 |  |  |  |  | 1
8753 | 14.3 | 6.4 |  |  |  |  | 1
8754 | 16 | 8.1 |  |  |  |  | 1
8755 | 17.5 | 9.7 |  |  |  |  | 1
8756 | 15 | 7.1 |  |  |  |  | 1
8757 | 12.1 | 4.3 |  |  |  |  | 1
8758 | 10 | 2.2 |  |  |  |  | 1
8759 | 9.9 | 2.1 |  |  |  |  | 1
8760 | 6.7 | 2 |  |  |  |  | 1
Energy-weighted PUE
Annual WUE (L/kWh)
Chiller-trim hours
Adiabatic hours
Warm-high-fan hours
Annual max DB (check vs anchor)
QC: WB>DB errors=0

## Bin_Singapore_SYNTH
SYNTHETIC — NOT MEASURED TMY3. Anchor-calibrated to Singapore ASHRAE design conditions. REPLACE with real TMY3/EPW before issuance. WB pinned 25-27C year-round. No dry season; ~95% adiabatic duty.
hour | Tdb_C | Twb_C | dry_feasible | mode | fan_frac | fan_MW | pump_MW | adiab_Lph | trim_MW | cooling_MW | total_MW | hourly_PUE
1 | 20.9 | 23 |  |  |  |  | 1
2 | 21.1 | 23 |  |  |  |  | 1
3 | 20.9 | 23 |  |  |  |  | 1
4 | 21.2 | 23 |  |  |  |  | 1
5 | 19.1 | 23 |  |  |  |  | 1
6 | 21.5 | 23 |  |  |  |  | 1
7 | 20.8 | 23 |  |  |  |  | 1
8 | 22 | 23 |  |  |  |  | 1
9 | 24.3 | 23 |  |  |  |  | 1
10 | 26.2 | 23 |  |  |  |  | 1
11 | 27.8 | 23 |  |  |  |  | 1
12 | 30.9 | 24.1 |  |  |  |  | 1
13 | 28.6 | 23 |  |  |  |  | 1
14 | 31.5 | 24.7 |  |  |  |  | 1
15 | 30.4 | 23.6 |  |  |  |  | 1
16 | 29.7 | 23 |  |  |  |  | 1
17 | 32 | 25.2 |  |  |  |  | 1
18 | 31.9 | 25.1 |  |  |  |  | 1
19 | 28.3 | 23 |  |  |  |  | 1
20 | 26.5 | 23 |  |  |  |  | 1
21 | 27 | 23 |  |  |  |  | 1
22 | 28.6 | 23 |  |  |  |  | 1
23 | 25.5 | 23 |  |  |  |  | 1
24 | 22.1 | 23 |  |  |  |  | 1
25 | 19.7 | 23 |  |  |  |  | 1
26 | 20 | 23 |  |  |  |  | 1
27 | 19.8 | 23 |  |  |  |  | 1
28 | 20.9 | 23 |  |  |  |  | 1
29 | 20.9 | 23 |  |  |  |  | 1
30 | 20.8 | 23 |  |  |  |  | 1
31 | 21.8 | 23 |  |  |  |  | 1
32 | 21.6 | 23 |  |  |  |  | 1
33 | 22.4 | 23 |  |  |  |  | 1
34 | 27.9 | 23 |  |  |  |  | 1
35 | 27 | 23 |  |  |  |  | 1
36 | 28.4 | 23 |  |  |  |  | 1
37 | 27.4 | 23 |  |  |  |  | 1
38 | 32.3 | 25.4 |  |  |  |  | 1
39 | 33.2 | 26.3 |  |  |  |  | 1
40 | 32.6 | 25.7 |  |  |  |  | 1
41 | 29.3 | 23 |  |  |  |  | 1
42 | 30.1 | 23.3 |  |  |  |  | 1
43 | 30.4 | 23.5 |  |  |  |  | 1
44 | 28.6 | 23 |  |  |  |  | 1
45 | 26.3 | 23 |  |  |  |  | 1
46 | 26.7 | 23 |  |  |  |  | 1
47 | 22.4 | 23 |  |  |  |  | 1
48 | 23.4 | 23 |  |  |  |  | 1
49 | 22.9 | 23 |  |  |  |  | 1
50 | 21.6 | 23 |  |  |  |  | 1
51 | 20.8 | 23 |  |  |  |  | 1
52 | 18.3 | 23 |  |  |  |  | 1
53 | 21.2 | 23 |  |  |  |  | 1
54 | 21.1 | 23 |  |  |  |  | 1
55 | 22.3 | 23 |  |  |  |  | 1
56 | 23.2 | 23 |  |  |  |  | 1
57 | 24.9 | 23 |  |  |  |  | 1
58 | 25.2 | 23 |  |  |  |  | 1
59 | 29 | 23 |  |  |  |  | 1
60 | 28 | 23 |  |  |  |  | 1
61 | 29.2 | 23 |  |  |  |  | 1
62 | 30.9 | 24 |  |  |  |  | 1
63 | 32.2 | 25.3 |  |  |  |  | 1
64 | 30.7 | 23.8 |  |  |  |  | 1
65 | 31.6 | 24.7 |  |  |  |  | 1
66 | 30.7 | 23.8 |  |  |  |  | 1
67 | 29.6 | 23 |  |  |  |  | 1
68 | 29 | 23 |  |  |  |  | 1
69 | 27 | 23 |  |  |  |  | 1
70 | 29 | 23 |  |  |  |  | 1
71 | 24.4 | 23 |  |  |  |  | 1
72 | 23.6 | 23 |  |  |  |  | 1
73 | 20.8 | 23 |  |  |  |  | 1
74 | 22.6 | 23 |  |  |  |  | 1
75 | 20.3 | 23 |  |  |  |  | 1
76 | 18.4 | 23 |  |  |  |  | 1
77 | 21.8 | 23 |  |  |  |  | 1
78 | 22.3 | 23 |  |  |  |  | 1
79 | 21.1 | 23 |  |  |  |  | 1
80 | 23.9 | 23 |  |  |  |  | 1
81 | 24.2 | 23 |  |  |  |  | 1
82 | 25.7 | 23 |  |  |  |  | 1
83 | 29 | 23 |  |  |  |  | 1
84 | 27.1 | 23 |  |  |  |  | 1
85 | 29.1 | 23 |  |  |  |  | 1
86 | 30.2 | 23.3 |  |  |  |  | 1
87 | 32.8 | 25.9 |  |  |  |  | 1
88 | 31.8 | 24.9 |  |  |  |  | 1
89 | 34.3 | 27.4 |  |  |  |  | 1
90 | 29.9 | 23 |  |  |  |  | 1
91 | 31.6 | 24.7 |  |  |  |  | 1
92 | 26.2 | 23 |  |  |  |  | 1
93 | 27.2 | 23 |  |  |  |  | 1
94 | 25.1 | 23 |  |  |  |  | 1
95 | 24.7 | 23 |  |  |  |  | 1
96 | 21.3 | 23 |  |  |  |  | 1
97 | 21.1 | 23 |  |  |  |  | 1
98 | 19.4 | 23 |  |  |  |  | 1
99 | 22.2 | 23 |  |  |  |  | 1
100 | 18.3 | 23 |  |  |  |  | 1
101 | 18.6 | 23 |  |  |  |  | 1
102 | 22.8 | 23 |  |  |  |  | 1
103 | 23.8 | 23 |  |  |  |  | 1
104 | 24.3 | 23 |  |  |  |  | 1
105 | 24 | 23 |  |  |  |  | 1
106 | 25.3 | 23 |  |  |  |  | 1
107 | 26.3 | 23 |  |  |  |  | 1
108 | 28.5 | 23 |  |  |  |  | 1
109 | 30.1 | 23.2 |  |  |  |  | 1
110 | 29.1 | 23 |  |  |  |  | 1
111 | 30.1 | 23.2 |  |  |  |  | 1
112 | 29.5 | 23 |  |  |  |  | 1
113 | 31.3 | 24.4 |  |  |  |  | 1
114 | 31.2 | 24.3 |  |  |  |  | 1
115 | 31.7 | 24.8 |  |  |  |  | 1
116 | 27.3 | 23 |  |  |  |  | 1
117 | 27.5 | 23 |  |  |  |  | 1
118 | 26.8 | 23 |  |  |  |  | 1
119 | 24.9 | 23 |  |  |  |  | 1
120 | 22.6 | 23 |  |  |  |  | 1
121 | 21.4 | 23 |  |  |  |  | 1
122 | 21.8 | 23 |  |  |  |  | 1
123 | 21.5 | 23 |  |  |  |  | 1
124 | 22 | 23 |  |  |  |  | 1
125 | 20.9 | 23 |  |  |  |  | 1
126 | 20 | 23 |  |  |  |  | 1
127 | 21.7 | 23 |  |  |  |  | 1
128 | 22.4 | 23 |  |  |  |  | 1
129 | 25 | 23 |  |  |  |  | 1
130 | 27.5 | 23 |  |  |  |  | 1
131 | 29.8 | 23 |  |  |  |  | 1
132 | 30.5 | 23.6 |  |  |  |  | 1
133 | 30.1 | 23.2 |  |  |  |  | 1
134 | 33 | 26.1 |  |  |  |  | 1
135 | 30 | 23.1 |  |  |  |  | 1
136 | 32.4 | 25.5 |  |  |  |  | 1
137 | 31.2 | 24.3 |  |  |  |  | 1
138 | 31.6 | 24.7 |  |  |  |  | 1
139 | 28.7 | 23 |  |  |  |  | 1
140 | 29.3 | 23 |  |  |  |  | 1
141 | 29.3 | 23 |  |  |  |  | 1
142 | 26.1 | 23 |  |  |  |  | 1
143 | 23.9 | 23 |  |  |  |  | 1
144 | 24.9 | 23 |  |  |  |  | 1
145 | 22.6 | 23 |  |  |  |  | 1
146 | 18.5 | 23 |  |  |  |  | 1
147 | 19.6 | 23 |  |  |  |  | 1
148 | 20.7 | 23 |  |  |  |  | 1
149 | 21.8 | 23 |  |  |  |  | 1
150 | 22.4 | 23 |  |  |  |  | 1
151 | 20.9 | 23 |  |  |  |  | 1
152 | 23.9 | 23 |  |  |  |  | 1
153 | 24 | 23 |  |  |  |  | 1
154 | 26.4 | 23 |  |  |  |  | 1
155 | 26.9 | 23 |  |  |  |  | 1
156 | 29 | 23 |  |  |  |  | 1
157 | 30.1 | 23.2 |  |  |  |  | 1
158 | 30.7 | 23.8 |  |  |  |  | 1
159 | 30.8 | 23.9 |  |  |  |  | 1
160 | 32.4 | 25.4 |  |  |  |  | 1
161 | 32 | 25.1 |  |  |  |  | 1
162 | 32.1 | 25.2 |  |  |  |  | 1
163 | 29.9 | 23 |  |  |  |  | 1
164 | 28.9 | 23 |  |  |  |  | 1
165 | 28.3 | 23 |  |  |  |  | 1
166 | 27.1 | 23 |  |  |  |  | 1
167 | 24.4 | 23 |  |  |  |  | 1
168 | 23.6 | 23 |  |  |  |  | 1
169 | 22.3 | 23 |  |  |  |  | 1
170 | 21.7 | 23 |  |  |  |  | 1
171 | 21.4 | 23 |  |  |  |  | 1
172 | 19.6 | 23 |  |  |  |  | 1
173 | 21.9 | 23 |  |  |  |  | 1
174 | 19.7 | 23 |  |  |  |  | 1
175 | 21.8 | 23 |  |  |  |  | 1
176 | 25.1 | 23 |  |  |  |  | 1
177 | 22.9 | 23 |  |  |  |  | 1
178 | 25.9 | 23 |  |  |  |  | 1
179 | 28.4 | 23 |  |  |  |  | 1
180 | 28.4 | 23 |  |  |  |  | 1
181 | 29.3 | 23 |  |  |  |  | 1
182 | 30 | 23 |  |  |  |  | 1
183 | 30.9 | 23.9 |  |  |  |  | 1
184 | 32.6 | 25.6 |  |  |  |  | 1
185 | 34.3 | 27.4 |  |  |  |  | 1
186 | 29.8 | 23 |  |  |  |  | 1
187 | 28.5 | 23 |  |  |  |  | 1
188 | 26.4 | 23 |  |  |  |  | 1
189 | 27.7 | 23 |  |  |  |  | 1
190 | 27.4 | 23 |  |  |  |  | 1
191 | 25.5 | 23 |  |  |  |  | 1
192 | 23.1 | 23 |  |  |  |  | 1
193 | 21.2 | 23 |  |  |  |  | 1
194 | 20.6 | 23 |  |  |  |  | 1
195 | 20.9 | 23 |  |  |  |  | 1
196 | 21.1 | 23 |  |  |  |  | 1
197 | 22.2 | 23 |  |  |  |  | 1
198 | 21.9 | 23 |  |  |  |  | 1
199 | 24.7 | 23 |  |  |  |  | 1
200 | 24.7 | 23 |  |  |  |  | 1
201 | 24.5 | 23 |  |  |  |  | 1
202 | 28.1 | 23 |  |  |  |  | 1
203 | 24.5 | 23 |  |  |  |  | 1
204 | 28.4 | 23 |  |  |  |  | 1
205 | 30.9 | 24 |  |  |  |  | 1
206 | 33.1 | 26.1 |  |  |  |  | 1
207 | 31.7 | 24.8 |  |  |  |  | 1
208 | 29 | 23 |  |  |  |  | 1
209 | 30.6 | 23.6 |  |  |  |  | 1
210 | 30.2 | 23.2 |  |  |  |  | 1
211 | 29.6 | 23 |  |  |  |  | 1
212 | 28.9 | 23 |  |  |  |  | 1
213 | 29.2 | 23 |  |  |  |  | 1
214 | 26.8 | 23 |  |  |  |  | 1
215 | 25.9 | 23 |  |  |  |  | 1
216 | 23.5 | 23 |  |  |  |  | 1
217 | 23.9 | 23 |  |  |  |  | 1
218 | 21.9 | 23 |  |  |  |  | 1
219 | 20.6 | 23 |  |  |  |  | 1
220 | 19.7 | 23 |  |  |  |  | 1
221 | 20.8 | 23 |  |  |  |  | 1
222 | 21.3 | 23 |  |  |  |  | 1
223 | 21.8 | 23 |  |  |  |  | 1
224 | 23.3 | 23 |  |  |  |  | 1
225 | 25.3 | 23 |  |  |  |  | 1
226 | 26.9 | 23 |  |  |  |  | 1
227 | 28.9 | 23 |  |  |  |  | 1
228 | 27.6 | 23 |  |  |  |  | 1
229 | 31.3 | 24.3 |  |  |  |  | 1
230 | 28.9 | 23 |  |  |  |  | 1
231 | 32.3 | 25.3 |  |  |  |  | 1
232 | 32.4 | 25.5 |  |  |  |  | 1
233 | 31.5 | 24.5 |  |  |  |  | 1
234 | 30.5 | 23.5 |  |  |  |  | 1
235 | 30.3 | 23.4 |  |  |  |  | 1
236 | 26.9 | 23 |  |  |  |  | 1
237 | 26.4 | 23 |  |  |  |  | 1
238 | 24.4 | 23 |  |  |  |  | 1
239 | 22.3 | 23 |  |  |  |  | 1
240 | 23.4 | 23 |  |  |  |  | 1
241 | 19.9 | 23 |  |  |  |  | 1
242 | 19.6 | 23 |  |  |  |  | 1
243 | 19.3 | 23 |  |  |  |  | 1
244 | 21.1 | 23 |  |  |  |  | 1
245 | 19.8 | 23 |  |  |  |  | 1
246 | 20.8 | 23 |  |  |  |  | 1
247 | 21.6 | 23 |  |  |  |  | 1
248 | 22.4 | 23 |  |  |  |  | 1
249 | 23.4 | 23 |  |  |  |  | 1
250 | 25.9 | 23 |  |  |  |  | 1
251 | 28.8 | 23 |  |  |  |  | 1
252 | 27.7 | 23 |  |  |  |  | 1
253 | 30.8 | 23.8 |  |  |  |  | 1
254 | 29.1 | 23 |  |  |  |  | 1
255 | 34.6 | 27.5 |  |  |  |  | 1
256 | 31.1 | 24.1 |  |  |  |  | 1
257 | 31.9 | 24.9 |  |  |  |  | 1
258 | 31.1 | 24.1 |  |  |  |  | 1
259 | 30.7 | 23.8 |  |  |  |  | 1
260 | 27.5 | 23 |  |  |  |  | 1
261 | 25.7 | 23 |  |  |  |  | 1
262 | 25.7 | 23 |  |  |  |  | 1
263 | 23.6 | 23 |  |  |  |  | 1
264 | 25.1 | 23 |  |  |  |  | 1
265 | 22.9 | 23 |  |  |  |  | 1
266 | 22.4 | 23 |  |  |  |  | 1
267 | 21.2 | 23 |  |  |  |  | 1
268 | 20.4 | 23 |  |  |  |  | 1
269 | 22.3 | 23 |  |  |  |  | 1
270 | 22.1 | 23 |  |  |  |  | 1
271 | 23 | 23 |  |  |  |  | 1
272 | 22.5 | 23 |  |  |  |  | 1
273 | 23 | 23 |  |  |  |  | 1
274 | 25.2 | 23 |  |  |  |  | 1
275 | 27.2 | 23 |  |  |  |  | 1
276 | 26.6 | 23 |  |  |  |  | 1
277 | 30.8 | 23.8 |  |  |  |  | 1
278 | 30.4 | 23.4 |  |  |  |  | 1
279 | 33.6 | 26.7 |  |  |  |  | 1
280 | 32.1 | 25.1 |  |  |  |  | 1
281 | 30.2 | 23.2 |  |  |  |  | 1
282 | 29.7 | 23 |  |  |  |  | 1
283 | 29.4 | 23 |  |  |  |  | 1
284 | 29.4 | 23 |  |  |  |  | 1
285 | 28.6 | 23 |  |  |  |  | 1
286 | 26.1 | 23 |  |  |  |  | 1
287 | 24.4 | 23 |  |  |  |  | 1
288 | 23.8 | 23 |  |  |  |  | 1
289 | 23.4 | 23 |  |  |  |  | 1
290 | 20.8 | 23 |  |  |  |  | 1
291 | 21.8 | 23 |  |  |  |  | 1
292 | 20 | 23 |  |  |  |  | 1
293 | 19.5 | 23 |  |  |  |  | 1
294 | 20 | 23 |  |  |  |  | 1
295 | 21 | 23 |  |  |  |  | 1
296 | 24.9 | 23 |  |  |  |  | 1
297 | 22.6 | 23 |  |  |  |  | 1
298 | 29 | 23 |  |  |  |  | 1
299 | 28.8 | 23 |  |  |  |  | 1
300 | 29 | 23 |  |  |  |  | 1
301 | 29.6 | 23 |  |  |  |  | 1
302 | 32.2 | 25.3 |  |  |  |  | 1
303 | 31.3 | 24.3 |  |  |  |  | 1
304 | 33.2 | 26.2 |  |  |  |  | 1
305 | 31 | 24 |  |  |  |  | 1
306 | 32.3 | 25.4 |  |  |  |  | 1
307 | 31.4 | 24.4 |  |  |  |  | 1
308 | 28.6 | 23 |  |  |  |  | 1
309 | 27.2 | 23 |  |  |  |  | 1
310 | 26.2 | 23 |  |  |  |  | 1
311 | 23.8 | 23 |  |  |  |  | 1
312 | 23.1 | 23 |  |  |  |  | 1
313 | 21.8 | 23 |  |  |  |  | 1
314 | 21.2 | 23 |  |  |  |  | 1
315 | 20.5 | 23 |  |  |  |  | 1
316 | 20.1 | 23 |  |  |  |  | 1
317 | 21.7 | 23 |  |  |  |  | 1
318 | 20.3 | 23 |  |  |  |  | 1
319 | 20.3 | 23 |  |  |  |  | 1
320 | 21.5 | 23 |  |  |  |  | 1
321 | 23.1 | 23 |  |  |  |  | 1
322 | 23.9 | 23 |  |  |  |  | 1
323 | 25.8 | 23 |  |  |  |  | 1
324 | 29.8 | 23 |  |  |  |  | 1
325 | 29.3 | 23 |  |  |  |  | 1
326 | 30.9 | 23.9 |  |  |  |  | 1
327 | 29.8 | 23 |  |  |  |  | 1
328 | 30.5 | 23.5 |  |  |  |  | 1
329 | 31.2 | 24.2 |  |  |  |  | 1
330 | 33.1 | 26.1 |  |  |  |  | 1
331 | 29.7 | 23 |  |  |  |  | 1
332 | 28.1 | 23 |  |  |  |  | 1
333 | 26.9 | 23 |  |  |  |  | 1
334 | 24.9 | 23 |  |  |  |  | 1
335 | 26.1 | 23 |  |  |  |  | 1
336 | 24 | 23 |  |  |  |  | 1
337 | 20.3 | 23 |  |  |  |  | 1
338 | 21.1 | 23 |  |  |  |  | 1
339 | 20.3 | 23 |  |  |  |  | 1
340 | 20.5 | 23 |  |  |  |  | 1
341 | 20 | 23 |  |  |  |  | 1
342 | 21.3 | 23 |  |  |  |  | 1
343 | 22.1 | 23 |  |  |  |  | 1
344 | 23 | 23 |  |  |  |  | 1
345 | 22.8 | 23 |  |  |  |  | 1
346 | 27.4 | 23 |  |  |  |  | 1
347 | 25.6 | 23 |  |  |  |  | 1
348 | 27.6 | 23 |  |  |  |  | 1
349 | 30.5 | 23.5 |  |  |  |  | 1
350 | 29.2 | 23 |  |  |  |  | 1
351 | 28.8 | 23 |  |  |  |  | 1
352 | 30.6 | 23.6 |  |  |  |  | 1
353 | 30.2 | 23.2 |  |  |  |  | 1
354 | 31 | 24 |  |  |  |  | 1
355 | 29.7 | 23 |  |  |  |  | 1
356 | 30.5 | 23.5 |  |  |  |  | 1
357 | 28.4 | 23 |  |  |  |  | 1
358 | 25.8 | 23 |  |  |  |  | 1
359 | 26.7 | 23 |  |  |  |  | 1
360 | 26.4 | 23 |  |  |  |  | 1
361 | 20.9 | 23 |  |  |  |  | 1
362 | 20.4 | 23 |  |  |  |  | 1
363 | 19.3 | 23 |  |  |  |  | 1
364 | 20.5 | 23 |  |  |  |  | 1
365 | 20.1 | 23 |  |  |  |  | 1
366 | 20.9 | 23 |  |  |  |  | 1
367 | 20.4 | 23 |  |  |  |  | 1
368 | 23.8 | 23 |  |  |  |  | 1
369 | 24.5 | 23 |  |  |  |  | 1
370 | 25.7 | 23 |  |  |  |  | 1
371 | 27.5 | 23 |  |  |  |  | 1
372 | 29.8 | 23 |  |  |  |  | 1
373 | 30.4 | 23.4 |  |  |  |  | 1
374 | 30.4 | 23.4 |  |  |  |  | 1
375 | 30 | 23 |  |  |  |  | 1
376 | 29.8 | 23 |  |  |  |  | 1
377 | 31.1 | 24.1 |  |  |  |  | 1
378 | 32.9 | 25.9 |  |  |  |  | 1
379 | 30.4 | 23.4 |  |  |  |  | 1
380 | 28.5 | 23 |  |  |  |  | 1
381 | 28.8 | 23 |  |  |  |  | 1
382 | 26.4 | 23 |  |  |  |  | 1
383 | 23.9 | 23 |  |  |  |  | 1
384 | 24.5 | 23 |  |  |  |  | 1
385 | 20.8 | 23 |  |  |  |  | 1
386 | 21.3 | 23 |  |  |  |  | 1
387 | 19.8 | 23 |  |  |  |  | 1
388 | 18.6 | 23 |  |  |  |  | 1
389 | 20.4 | 23 |  |  |  |  | 1
390 | 22.4 | 23 |  |  |  |  | 1
391 | 21.1 | 23 |  |  |  |  | 1
392 | 22.6 | 23 |  |  |  |  | 1
393 | 26.1 | 23 |  |  |  |  | 1
394 | 25.8 | 23 |  |  |  |  | 1
395 | 26.8 | 23 |  |  |  |  | 1
396 | 29 | 23 |  |  |  |  | 1
397 | 30.1 | 23.1 |  |  |  |  | 1
398 | 31.4 | 24.4 |  |  |  |  | 1
399 | 31.9 | 24.9 |  |  |  |  | 1
400 | 30 | 23 |  |  |  |  | 1
401 | 30 | 23 |  |  |  |  | 1
402 | 29.6 | 23 |  |  |  |  | 1
403 | 28.6 | 23 |  |  |  |  | 1
404 | 28.3 | 23 |  |  |  |  | 1
405 | 28 | 23 |  |  |  |  | 1
406 | 25.5 | 23 |  |  |  |  | 1
407 | 25.3 | 23 |  |  |  |  | 1
408 | 23 | 23 |  |  |  |  | 1
409 | 22.6 | 23 |  |  |  |  | 1
410 | 21.6 | 23 |  |  |  |  | 1
411 | 21.3 | 23 |  |  |  |  | 1
412 | 20.6 | 23 |  |  |  |  | 1
413 | 19.3 | 23 |  |  |  |  | 1
414 | 22.1 | 23 |  |  |  |  | 1
415 | 22.3 | 23 |  |  |  |  | 1
416 | 22.1 | 23 |  |  |  |  | 1
417 | 23.8 | 23 |  |  |  |  | 1
418 | 25.4 | 23 |  |  |  |  | 1
419 | 26.5 | 23 |  |  |  |  | 1
420 | 28.2 | 23 |  |  |  |  | 1
421 | 28.6 | 23 |  |  |  |  | 1
422 | 30.3 | 23.3 |  |  |  |  | 1
423 | 31.4 | 24.4 |  |  |  |  | 1
424 | 33.3 | 26.3 |  |  |  |  | 1
425 | 33.6 | 26.6 |  |  |  |  | 1
426 | 31.1 | 24.1 |  |  |  |  | 1
427 | 30.5 | 23.5 |  |  |  |  | 1
428 | 31.6 | 24.6 |  |  |  |  | 1
429 | 25.1 | 23 |  |  |  |  | 1
430 | 26.1 | 23 |  |  |  |  | 1
431 | 26.6 | 23 |  |  |  |  | 1
432 | 23.3 | 23 |  |  |  |  | 1
433 | 22.8 | 23 |  |  |  |  | 1
434 | 20.6 | 23 |  |  |  |  | 1
435 | 21.1 | 23 |  |  |  |  | 1
436 | 19.9 | 23 |  |  |  |  | 1
437 | 21.7 | 23 |  |  |  |  | 1
438 | 20.9 | 23 |  |  |  |  | 1
439 | 21.7 | 23 |  |  |  |  | 1
440 | 23.6 | 23 |  |  |  |  | 1
441 | 23.7 | 23 |  |  |  |  | 1
442 | 24.7 | 23 |  |  |  |  | 1
443 | 28.4 | 23 |  |  |  |  | 1
444 | 27.1 | 23 |  |  |  |  | 1
445 | 29.5 | 23 |  |  |  |  | 1
446 | 30 | 23 |  |  |  |  | 1
447 | 32.2 | 25.2 |  |  |  |  | 1
448 | 31.1 | 24.1 |  |  |  |  | 1
449 | 31.3 | 24.3 |  |  |  |  | 1
450 | 29.2 | 23 |  |  |  |  | 1
451 | 31.7 | 24.7 |  |  |  |  | 1
452 | 28.7 | 23 |  |  |  |  | 1
453 | 27.1 | 23 |  |  |  |  | 1
454 | 24.2 | 23 |  |  |  |  | 1
455 | 24.4 | 23 |  |  |  |  | 1
456 | 24 | 23 |  |  |  |  | 1
457 | 20.1 | 23 |  |  |  |  | 1
458 | 21.5 | 23 |  |  |  |  | 1
459 | 19.6 | 23 |  |  |  |  | 1
460 | 19.3 | 23 |  |  |  |  | 1
461 | 21.2 | 23 |  |  |  |  | 1
462 | 20.3 | 23 |  |  |  |  | 1
463 | 23.1 | 23 |  |  |  |  | 1
464 | 24.8 | 23 |  |  |  |  | 1
465 | 23 | 23 |  |  |  |  | 1
466 | 25.7 | 23 |  |  |  |  | 1
467 | 27.3 | 23 |  |  |  |  | 1
468 | 29.5 | 23 |  |  |  |  | 1
469 | 28.8 | 23 |  |  |  |  | 1
470 | 28.6 | 23 |  |  |  |  | 1
471 | 31.1 | 24.1 |  |  |  |  | 1
472 | 32.9 | 25.9 |  |  |  |  | 1
473 | 30.5 | 23.5 |  |  |  |  | 1
474 | 30.3 | 23.3 |  |  |  |  | 1
475 | 29 | 23 |  |  |  |  | 1
476 | 25.5 | 23 |  |  |  |  | 1
477 | 27.8 | 23 |  |  |  |  | 1
478 | 25.8 | 23 |  |  |  |  | 1
479 | 25.5 | 23 |  |  |  |  | 1
480 | 24.3 | 23 |  |  |  |  | 1
481 | 23.2 | 23 |  |  |  |  | 1
482 | 21.2 | 23 |  |  |  |  | 1
483 | 20.2 | 23 |  |  |  |  | 1
484 | 19.6 | 23 |  |  |  |  | 1
485 | 22.7 | 23 |  |  |  |  | 1
486 | 21 | 23 |  |  |  |  | 1
487 | 21.3 | 23 |  |  |  |  | 1
488 | 23.7 | 23 |  |  |  |  | 1
489 | 26.2 | 23 |  |  |  |  | 1
490 | 25.6 | 23 |  |  |  |  | 1
491 | 27.1 | 23 |  |  |  |  | 1
492 | 28.6 | 23 |  |  |  |  | 1
493 | 31.3 | 24.3 |  |  |  |  | 1
494 | 31.4 | 24.4 |  |  |  |  | 1
495 | 31.6 | 24.6 |  |  |  |  | 1
496 | 31.3 | 24.3 |  |  |  |  | 1
497 | 32.7 | 25.7 |  |  |  |  | 1
498 | 28.9 | 23 |  |  |  |  | 1
499 | 29.3 | 23 |  |  |  |  | 1
500 | 28 | 23 |  |  |  |  | 1
501 | 25.9 | 23 |  |  |  |  | 1
502 | 27.2 | 23 |  |  |  |  | 1
503 | 23.8 | 23 |  |  |  |  | 1
504 | 23.9 | 23 |  |  |  |  | 1
505 | 21.1 | 23 |  |  |  |  | 1
506 | 21.3 | 23 |  |  |  |  | 1
507 | 20.6 | 23 |  |  |  |  | 1
508 | 19.8 | 23 |  |  |  |  | 1
509 | 20.9 | 23 |  |  |  |  | 1
510 | 20 | 23 |  |  |  |  | 1
511 | 20.3 | 23 |  |  |  |  | 1
512 | 23.1 | 23 |  |  |  |  | 1
513 | 26.2 | 23 |  |  |  |  | 1
514 | 26 | 23 |  |  |  |  | 1
515 | 29.1 | 23 |  |  |  |  | 1
516 | 28 | 23 |  |  |  |  | 1
517 | 30.2 | 23.2 |  |  |  |  | 1
518 | 30 | 23 |  |  |  |  | 1
519 | 29.9 | 23 |  |  |  |  | 1
520 | 31.1 | 24.1 |  |  |  |  | 1
521 | 31.5 | 24.5 |  |  |  |  | 1
522 | 30.4 | 23.4 |  |  |  |  | 1
523 | 31.7 | 24.7 |  |  |  |  | 1
524 | 29 | 23 |  |  |  |  | 1
525 | 28.6 | 23 |  |  |  |  | 1
526 | 24.7 | 23 |  |  |  |  | 1
527 | 24.8 | 23 |  |  |  |  | 1
528 | 20.7 | 23 |  |  |  |  | 1
529 | 19.7 | 23 |  |  |  |  | 1
530 | 23.6 | 23 |  |  |  |  | 1
531 | 20 | 23 |  |  |  |  | 1
532 | 18.7 | 23 |  |  |  |  | 1
533 | 21.8 | 23 |  |  |  |  | 1
534 | 20.7 | 23 |  |  |  |  | 1
535 | 20.3 | 23 |  |  |  |  | 1
536 | 23.9 | 23 |  |  |  |  | 1
537 | 25.6 | 23 |  |  |  |  | 1
538 | 25.2 | 23 |  |  |  |  | 1
539 | 28.1 | 23 |  |  |  |  | 1
540 | 30.1 | 23.1 |  |  |  |  | 1
541 | 30.9 | 23.9 |  |  |  |  | 1
542 | 29.9 | 23 |  |  |  |  | 1
543 | 31.8 | 24.8 |  |  |  |  | 1
544 | 31.2 | 24.2 |  |  |  |  | 1
545 | 29.6 | 23 |  |  |  |  | 1
546 | 30.7 | 23.7 |  |  |  |  | 1
547 | 31.5 | 24.5 |  |  |  |  | 1
548 | 29.5 | 23 |  |  |  |  | 1
549 | 26.5 | 23 |  |  |  |  | 1
550 | 27.1 | 23 |  |  |  |  | 1
551 | 24.4 | 23 |  |  |  |  | 1
552 | 23.1 | 23 |  |  |  |  | 1
553 | 21.9 | 23 |  |  |  |  | 1
554 | 22.2 | 23 |  |  |  |  | 1
555 | 19.1 | 23 |  |  |  |  | 1
556 | 20.5 | 23 |  |  |  |  | 1
557 | 19.3 | 23 |  |  |  |  | 1
558 | 22.3 | 23 |  |  |  |  | 1
559 | 20.3 | 23 |  |  |  |  | 1
560 | 23.1 | 23 |  |  |  |  | 1
561 | 25.2 | 23 |  |  |  |  | 1
562 | 27.3 | 23 |  |  |  |  | 1
563 | 27.4 | 23 |  |  |  |  | 1
564 | 29.4 | 23 |  |  |  |  | 1
565 | 30.8 | 23.8 |  |  |  |  | 1
566 | 32 | 25 |  |  |  |  | 1
567 | 30.2 | 23.2 |  |  |  |  | 1
568 | 32 | 25 |  |  |  |  | 1
569 | 31.5 | 24.5 |  |  |  |  | 1
570 | 29.1 | 23 |  |  |  |  | 1
571 | 30.7 | 23.7 |  |  |  |  | 1
572 | 29.2 | 23 |  |  |  |  | 1
573 | 30 | 23 |  |  |  |  | 1
574 | 25.5 | 23 |  |  |  |  | 1
575 | 23.7 | 23 |  |  |  |  | 1
576 | 23.1 | 23 |  |  |  |  | 1
577 | 23.5 | 23 |  |  |  |  | 1
578 | 22 | 23 |  |  |  |  | 1
579 | 21.5 | 23 |  |  |  |  | 1
580 | 19.1 | 23 |  |  |  |  | 1
581 | 20.9 | 23 |  |  |  |  | 1
582 | 21.7 | 23 |  |  |  |  | 1
583 | 21.1 | 23 |  |  |  |  | 1
584 | 24.4 | 23 |  |  |  |  | 1
585 | 23.6 | 23 |  |  |  |  | 1
586 | 26 | 23 |  |  |  |  | 1
587 | 26.1 | 23 |  |  |  |  | 1
588 | 27.5 | 23 |  |  |  |  | 1
589 | 28.2 | 23 |  |  |  |  | 1
590 | 30.2 | 23.2 |  |  |  |  | 1
591 | 31.5 | 24.5 |  |  |  |  | 1
592 | 32.1 | 25.1 |  |  |  |  | 1
593 | 31.3 | 24.3 |  |  |  |  | 1
594 | 30 | 23 |  |  |  |  | 1
595 | 32 | 25 |  |  |  |  | 1
596 | 26 | 23 |  |  |  |  | 1
597 | 25.4 | 23 |  |  |  |  | 1
598 | 24.5 | 23 |  |  |  |  | 1
599 | 22.1 | 23 |  |  |  |  | 1
600 | 23.4 | 23 |  |  |  |  | 1
601 | 22.7 | 23 |  |  |  |  | 1
602 | 20.5 | 23 |  |  |  |  | 1
603 | 18.6 | 23 |  |  |  |  | 1
604 | 20.7 | 23 |  |  |  |  | 1
605 | 21.6 | 23 |  |  |  |  | 1
606 | 19.3 | 23 |  |  |  |  | 1
607 | 22.7 | 23 |  |  |  |  | 1
608 | 20.6 | 23 |  |  |  |  | 1
609 | 24.9 | 23 |  |  |  |  | 1
610 | 26.9 | 23 |  |  |  |  | 1
611 | 29.8 | 23 |  |  |  |  | 1
612 | 29.7 | 23 |  |  |  |  | 1
613 | 30.4 | 23.4 |  |  |  |  | 1
614 | 28.7 | 23 |  |  |  |  | 1
615 | 33 | 26 |  |  |  |  | 1
616 | 33.4 | 26.4 |  |  |  |  | 1
617 | 31.3 | 24.3 |  |  |  |  | 1
618 | 30.9 | 23.9 |  |  |  |  | 1
619 | 31.1 | 24.1 |  |  |  |  | 1
620 | 30.1 | 23.1 |  |  |  |  | 1
621 | 27.4 | 23 |  |  |  |  | 1
622 | 27.4 | 23 |  |  |  |  | 1
623 | 23.5 | 23 |  |  |  |  | 1
624 | 24.9 | 23 |  |  |  |  | 1
625 | 21.9 | 23 |  |  |  |  | 1
626 | 21.5 | 23 |  |  |  |  | 1
627 | 22.2 | 23 |  |  |  |  | 1
628 | 21.4 | 23 |  |  |  |  | 1
629 | 20.8 | 23 |  |  |  |  | 1
630 | 24.3 | 23 |  |  |  |  | 1
631 | 21.8 | 23 |  |  |  |  | 1
632 | 20.8 | 23 |  |  |  |  | 1
633 | 23.4 | 23 |  |  |  |  | 1
634 | 27.1 | 23 |  |  |  |  | 1
635 | 29.4 | 23 |  |  |  |  | 1
636 | 27.5 | 23 |  |  |  |  | 1
637 | 28.7 | 23 |  |  |  |  | 1
638 | 30 | 23 |  |  |  |  | 1
639 | 31 | 24.1 |  |  |  |  | 1
640 | 32 | 25 |  |  |  |  | 1
641 | 30.6 | 23.6 |  |  |  |  | 1
642 | 31.7 | 24.7 |  |  |  |  | 1
643 | 29.3 | 23 |  |  |  |  | 1
644 | 27.8 | 23 |  |  |  |  | 1
645 | 29.6 | 23 |  |  |  |  | 1
646 | 24.4 | 23 |  |  |  |  | 1
647 | 24.4 | 23 |  |  |  |  | 1
648 | 22.4 | 23 |  |  |  |  | 1
649 | 21.6 | 23 |  |  |  |  | 1
650 | 21.8 | 23 |  |  |  |  | 1
651 | 20.1 | 23 |  |  |  |  | 1
652 | 21.1 | 23 |  |  |  |  | 1
653 | 21.3 | 23 |  |  |  |  | 1
654 | 20.4 | 23 |  |  |  |  | 1
655 | 22.4 | 23 |  |  |  |  | 1
656 | 25.7 | 23 |  |  |  |  | 1
657 | 22.7 | 23 |  |  |  |  | 1
658 | 24.4 | 23 |  |  |  |  | 1
659 | 27.1 | 23 |  |  |  |  | 1
660 | 29.5 | 23 |  |  |  |  | 1
661 | 31.2 | 24.2 |  |  |  |  | 1
662 | 30.9 | 24 |  |  |  |  | 1
663 | 31.9 | 25 |  |  |  |  | 1
664 | 30.9 | 23.9 |  |  |  |  | 1
665 | 32.1 | 25.1 |  |  |  |  | 1
666 | 31.5 | 24.5 |  |  |  |  | 1
667 | 28.6 | 23 |  |  |  |  | 1
668 | 29.7 | 23 |  |  |  |  | 1
669 | 26.5 | 23 |  |  |  |  | 1
670 | 25.5 | 23 |  |  |  |  | 1
671 | 24.7 | 23 |  |  |  |  | 1
672 | 24.2 | 23 |  |  |  |  | 1
673 | 21.7 | 23 |  |  |  |  | 1
674 | 21.6 | 23 |  |  |  |  | 1
675 | 19.7 | 23 |  |  |  |  | 1
676 | 20.3 | 23 |  |  |  |  | 1
677 | 20.6 | 23 |  |  |  |  | 1
678 | 20.6 | 23 |  |  |  |  | 1
679 | 22.8 | 23 |  |  |  |  | 1
680 | 26.7 | 23 |  |  |  |  | 1
681 | 25.7 | 23 |  |  |  |  | 1
682 | 26 | 23 |  |  |  |  | 1
683 | 28.1 | 23 |  |  |  |  | 1
684 | 28.1 | 23 |  |  |  |  | 1
685 | 29.6 | 23 |  |  |  |  | 1
686 | 29.5 | 23 |  |  |  |  | 1
687 | 31.9 | 24.9 |  |  |  |  | 1
688 | 30.4 | 23.5 |  |  |  |  | 1
689 | 32.3 | 25.4 |  |  |  |  | 1
690 | 31.6 | 24.6 |  |  |  |  | 1
691 | 29.3 | 23 |  |  |  |  | 1
692 | 28.9 | 23 |  |  |  |  | 1
693 | 25.4 | 23 |  |  |  |  | 1
694 | 25.4 | 23 |  |  |  |  | 1
695 | 25.7 | 23 |  |  |  |  | 1
696 | 23.8 | 23 |  |  |  |  | 1
697 | 22.2 | 23 |  |  |  |  | 1
698 | 21 | 23 |  |  |  |  | 1
699 | 19.3 | 23 |  |  |  |  | 1
700 | 20 | 23 |  |  |  |  | 1
701 | 20.3 | 23 |  |  |  |  | 1
702 | 20.3 | 23 |  |  |  |  | 1
703 | 22.7 | 23 |  |  |  |  | 1
704 | 20.8 | 23 |  |  |  |  | 1
705 | 26.2 | 23 |  |  |  |  | 1
706 | 25.8 | 23 |  |  |  |  | 1
707 | 27.8 | 23 |  |  |  |  | 1
708 | 27.9 | 23 |  |  |  |  | 1
709 | 31.2 | 24.2 |  |  |  |  | 1
710 | 33.6 | 26.6 |  |  |  |  | 1
711 | 31.7 | 24.8 |  |  |  |  | 1
712 | 31.9 | 24.9 |  |  |  |  | 1
713 | 31.8 | 24.8 |  |  |  |  | 1
714 | 31.4 | 24.5 |  |  |  |  | 1
715 | 30.7 | 23.7 |  |  |  |  | 1
716 | 29.1 | 23 |  |  |  |  | 1
717 | 27.9 | 23 |  |  |  |  | 1
718 | 27.5 | 23 |  |  |  |  | 1
719 | 25.3 | 23 |  |  |  |  | 1
720 | 22.4 | 23 |  |  |  |  | 1
721 | 21.4 | 23 |  |  |  |  | 1
722 | 22 | 23 |  |  |  |  | 1
723 | 23.2 | 23 |  |  |  |  | 1
724 | 22.2 | 23 |  |  |  |  | 1
725 | 18.7 | 23 |  |  |  |  | 1
726 | 19.6 | 23 |  |  |  |  | 1
727 | 22.5 | 23 |  |  |  |  | 1
728 | 20.6 | 23 |  |  |  |  | 1
729 | 23.9 | 23 |  |  |  |  | 1
730 | 26.2 | 23 |  |  |  |  | 1
731 | 25.8 | 23 |  |  |  |  | 1
732 | 27.3 | 23 |  |  |  |  | 1
733 | 28.7 | 23 |  |  |  |  | 1
734 | 31.1 | 24.2 |  |  |  |  | 1
735 | 30.6 | 23.7 |  |  |  |  | 1
736 | 29.8 | 23 |  |  |  |  | 1
737 | 31.1 | 24.1 |  |  |  |  | 1
738 | 31.2 | 24.3 |  |  |  |  | 1
739 | 28.5 | 23 |  |  |  |  | 1
740 | 27.6 | 23 |  |  |  |  | 1
741 | 25.4 | 23 |  |  |  |  | 1
742 | 28 | 23 |  |  |  |  | 1
743 | 25.1 | 23 |  |  |  |  | 1
744 | 24.5 | 23 |  |  |  |  | 1
745 | 24 | 23 |  |  |  |  | 1
746 | 22.6 | 23 |  |  |  |  | 1
747 | 23.2 | 23 |  |  |  |  | 1
748 | 21.5 | 23 |  |  |  |  | 1
749 | 22 | 23 |  |  |  |  | 1
750 | 21.1 | 23 |  |  |  |  | 1
751 | 21.4 | 23 |  |  |  |  | 1
752 | 21 | 23 |  |  |  |  | 1
753 | 25.5 | 23 |  |  |  |  | 1
754 | 26 | 23 |  |  |  |  | 1
755 | 26.7 | 23 |  |  |  |  | 1
756 | 29 | 23 |  |  |  |  | 1
757 | 27.7 | 23 |  |  |  |  | 1
758 | 31.6 | 24.6 |  |  |  |  | 1
759 | 29.9 | 23 |  |  |  |  | 1
760 | 31.9 | 25 |  |  |  |  | 1
761 | 31.1 | 24.2 |  |  |  |  | 1
762 | 29.1 | 23 |  |  |  |  | 1
763 | 30 | 23.1 |  |  |  |  | 1
764 | 27.2 | 23 |  |  |  |  | 1
765 | 30.1 | 23.2 |  |  |  |  | 1
766 | 25 | 23 |  |  |  |  | 1
767 | 25.3 | 23 |  |  |  |  | 1
768 | 23 | 23 |  |  |  |  | 1
769 | 21.3 | 23 |  |  |  |  | 1
770 | 21.9 | 23 |  |  |  |  | 1
771 | 22.5 | 23 |  |  |  |  | 1
772 | 19.9 | 23 |  |  |  |  | 1
773 | 19.7 | 23 |  |  |  |  | 1
774 | 21.9 | 23 |  |  |  |  | 1
775 | 21.3 | 23 |  |  |  |  | 1
776 | 22.7 | 23 |  |  |  |  | 1
777 | 25.5 | 23 |  |  |  |  | 1
778 | 25.4 | 23 |  |  |  |  | 1
779 | 27.5 | 23 |  |  |  |  | 1
780 | 27.4 | 23 |  |  |  |  | 1
781 | 28 | 23 |  |  |  |  | 1
782 | 30.6 | 23.6 |  |  |  |  | 1
783 | 31.1 | 24.1 |  |  |  |  | 1
784 | 31.9 | 24.9 |  |  |  |  | 1
785 | 30.3 | 23.4 |  |  |  |  | 1
786 | 30.5 | 23.6 |  |  |  |  | 1
787 | 29.9 | 23 |  |  |  |  | 1
788 | 29.3 | 23 |  |  |  |  | 1
789 | 26.3 | 23 |  |  |  |  | 1
790 | 25.9 | 23 |  |  |  |  | 1
791 | 23.4 | 23 |  |  |  |  | 1
792 | 23.4 | 23 |  |  |  |  | 1
793 | 21.4 | 23 |  |  |  |  | 1
794 | 20.9 | 23 |  |  |  |  | 1
795 | 19.7 | 23 |  |  |  |  | 1
796 | 20.6 | 23 |  |  |  |  | 1
797 | 20 | 23 |  |  |  |  | 1
798 | 19.1 | 23 |  |  |  |  | 1
799 | 22.3 | 23 |  |  |  |  | 1
800 | 24.5 | 23 |  |  |  |  | 1
801 | 24.3 | 23 |  |  |  |  | 1
802 | 25.8 | 23 |  |  |  |  | 1
803 | 28.2 | 23 |  |  |  |  | 1
804 | 27 | 23 |  |  |  |  | 1
805 | 28.4 | 23 |  |  |  |  | 1
806 | 29.6 | 23 |  |  |  |  | 1
807 | 32.8 | 25.9 |  |  |  |  | 1
808 | 31.4 | 24.4 |  |  |  |  | 1
809 | 32 | 25.1 |  |  |  |  | 1
810 | 31.4 | 24.5 |  |  |  |  | 1
811 | 32 | 25.1 |  |  |  |  | 1
812 | 28.2 | 23 |  |  |  |  | 1
813 | 26.6 | 23 |  |  |  |  | 1
814 | 23.2 | 23 |  |  |  |  | 1
815 | 25.4 | 23 |  |  |  |  | 1
816 | 22.6 | 23 |  |  |  |  | 1
817 | 22.6 | 23 |  |  |  |  | 1
818 | 19 | 23 |  |  |  |  | 1
819 | 20.4 | 23 |  |  |  |  | 1
820 | 20.4 | 23 |  |  |  |  | 1
821 | 21.1 | 23 |  |  |  |  | 1
822 | 22.3 | 23 |  |  |  |  | 1
823 | 21.4 | 23 |  |  |  |  | 1
824 | 24.3 | 23 |  |  |  |  | 1
825 | 23 | 23 |  |  |  |  | 1
826 | 25.9 | 23 |  |  |  |  | 1
827 | 27 | 23 |  |  |  |  | 1
828 | 28.2 | 23 |  |  |  |  | 1
829 | 28.8 | 23 |  |  |  |  | 1
830 | 28.8 | 23 |  |  |  |  | 1
831 | 33.6 | 26.8 |  |  |  |  | 1
832 | 31.5 | 24.6 |  |  |  |  | 1
833 | 31.2 | 24.3 |  |  |  |  | 1
834 | 32.1 | 25.2 |  |  |  |  | 1
835 | 29.9 | 23 |  |  |  |  | 1
836 | 27.2 | 23 |  |  |  |  | 1
837 | 27.9 | 23 |  |  |  |  | 1
838 | 26.9 | 23 |  |  |  |  | 1
839 | 24.8 | 23 |  |  |  |  | 1
840 | 23.2 | 23 |  |  |  |  | 1
841 | 23.2 | 23 |  |  |  |  | 1
842 | 19.5 | 23 |  |  |  |  | 1
843 | 22 | 23 |  |  |  |  | 1
844 | 22.1 | 23 |  |  |  |  | 1
845 | 21.3 | 23 |  |  |  |  | 1
846 | 19.7 | 23 |  |  |  |  | 1
847 | 23.7 | 23 |  |  |  |  | 1
848 | 23.5 | 23 |  |  |  |  | 1
849 | 25.7 | 23 |  |  |  |  | 1
850 | 26.7 | 23 |  |  |  |  | 1
851 | 26.8 | 23 |  |  |  |  | 1
852 | 31.1 | 24.2 |  |  |  |  | 1
853 | 29.8 | 23 |  |  |  |  | 1
854 | 31 | 24.1 |  |  |  |  | 1
855 | 30.7 | 23.8 |  |  |  |  | 1
856 | 31 | 24.1 |  |  |  |  | 1
857 | 29.9 | 23 |  |  |  |  | 1
858 | 31.7 | 24.8 |  |  |  |  | 1
859 | 29.7 | 23 |  |  |  |  | 1
860 | 26.9 | 23 |  |  |  |  | 1
861 | 26.9 | 23 |  |  |  |  | 1
862 | 26.1 | 23 |  |  |  |  | 1
863 | 26.9 | 23 |  |  |  |  | 1
864 | 22.9 | 23 |  |  |  |  | 1
865 | 20.4 | 23 |  |  |  |  | 1
866 | 21.1 | 23 |  |  |  |  | 1
867 | 20.6 | 23 |  |  |  |  | 1
868 | 21.3 | 23 |  |  |  |  | 1
869 | 20.7 | 23 |  |  |  |  | 1
870 | 21.8 | 23 |  |  |  |  | 1
871 | 21.9 | 23 |  |  |  |  | 1
872 | 23.3 | 23 |  |  |  |  | 1
873 | 23.6 | 23 |  |  |  |  | 1
874 | 25.7 | 23 |  |  |  |  | 1
875 | 27.4 | 23 |  |  |  |  | 1
876 | 27.4 | 23 |  |  |  |  | 1
877 | 29.9 | 23 |  |  |  |  | 1
878 | 29.9 | 23 |  |  |  |  | 1
879 | 30.1 | 23.2 |  |  |  |  | 1
880 | 29.3 | 23 |  |  |  |  | 1
881 | 30 | 23.1 |  |  |  |  | 1
882 | 32.4 | 25.5 |  |  |  |  | 1
883 | 29.5 | 23 |  |  |  |  | 1
884 | 29.6 | 23 |  |  |  |  | 1
885 | 26.4 | 23 |  |  |  |  | 1
886 | 27.9 | 23 |  |  |  |  | 1
887 | 23.6 | 23 |  |  |  |  | 1
888 | 23.3 | 23 |  |  |  |  | 1
889 | 22.4 | 23 |  |  |  |  | 1
890 | 20.9 | 23 |  |  |  |  | 1
891 | 20.4 | 23 |  |  |  |  | 1
892 | 18.7 | 23 |  |  |  |  | 1
893 | 19.8 | 23 |  |  |  |  | 1
894 | 19.7 | 23 |  |  |  |  | 1
895 | 22.5 | 23 |  |  |  |  | 1
896 | 21.7 | 23 |  |  |  |  | 1
897 | 24.7 | 23 |  |  |  |  | 1
898 | 24.5 | 23 |  |  |  |  | 1
899 | 29.4 | 23 |  |  |  |  | 1
900 | 30.2 | 23.3 |  |  |  |  | 1
901 | 32.2 | 25.4 |  |  |  |  | 1
902 | 30.1 | 23.2 |  |  |  |  | 1
903 | 31.2 | 24.4 |  |  |  |  | 1
904 | 32.2 | 25.4 |  |  |  |  | 1
905 | 29.9 | 23 |  |  |  |  | 1
906 | 30.6 | 23.7 |  |  |  |  | 1
907 | 29.2 | 23 |  |  |  |  | 1
908 | 29 | 23 |  |  |  |  | 1
909 | 26.5 | 23 |  |  |  |  | 1
910 | 25.5 | 23 |  |  |  |  | 1
911 | 23.8 | 23 |  |  |  |  | 1
912 | 24 | 23 |  |  |  |  | 1
913 | 21.6 | 23 |  |  |  |  | 1
914 | 19.7 | 23 |  |  |  |  | 1
915 | 19.8 | 23 |  |  |  |  | 1
916 | 20.7 | 23 |  |  |  |  | 1
917 | 18.5 | 23 |  |  |  |  | 1
918 | 20.8 | 23 |  |  |  |  | 1
919 | 22.6 | 23 |  |  |  |  | 1
920 | 22.1 | 23 |  |  |  |  | 1
921 | 23.9 | 23 |  |  |  |  | 1
922 | 25.6 | 23 |  |  |  |  | 1
923 | 26.5 | 23 |  |  |  |  | 1
924 | 28.8 | 23 |  |  |  |  | 1
925 | 30.8 | 23.9 |  |  |  |  | 1
926 | 30.1 | 23.3 |  |  |  |  | 1
927 | 29.8 | 23 |  |  |  |  | 1
928 | 31.4 | 24.5 |  |  |  |  | 1
929 | 31.6 | 24.7 |  |  |  |  | 1
930 | 30.8 | 23.9 |  |  |  |  | 1
931 | 32.4 | 25.6 |  |  |  |  | 1
932 | 28.3 | 23 |  |  |  |  | 1
933 | 29.4 | 23 |  |  |  |  | 1
934 | 26.8 | 23 |  |  |  |  | 1
935 | 23.9 | 23 |  |  |  |  | 1
936 | 22.3 | 23 |  |  |  |  | 1
937 | 23.2 | 23 |  |  |  |  | 1
938 | 19.1 | 23 |  |  |  |  | 1
939 | 20.3 | 23 |  |  |  |  | 1
940 | 23.2 | 23 |  |  |  |  | 1
941 | 20.7 | 23 |  |  |  |  | 1
942 | 21.9 | 23 |  |  |  |  | 1
943 | 22.2 | 23 |  |  |  |  | 1
944 | 24.9 | 23 |  |  |  |  | 1
945 | 24.5 | 23 |  |  |  |  | 1
946 | 26.8 | 23 |  |  |  |  | 1
947 | 27.7 | 23 |  |  |  |  | 1
948 | 26.2 | 23 |  |  |  |  | 1
949 | 30.1 | 23.3 |  |  |  |  | 1
950 | 30 | 23.2 |  |  |  |  | 1
951 | 30.3 | 23.5 |  |  |  |  | 1
952 | 28.9 | 23 |  |  |  |  | 1
953 | 32.8 | 26 |  |  |  |  | 1
954 | 31 | 24.2 |  |  |  |  | 1
955 | 29.4 | 23 |  |  |  |  | 1
956 | 27.8 | 23 |  |  |  |  | 1
957 | 25.5 | 23 |  |  |  |  | 1
958 | 25.6 | 23 |  |  |  |  | 1
959 | 23.7 | 23 |  |  |  |  | 1
960 | 23.3 | 23 |  |  |  |  | 1
961 | 24 | 23 |  |  |  |  | 1
962 | 21.1 | 23 |  |  |  |  | 1
963 | 20.7 | 23 |  |  |  |  | 1
964 | 18.9 | 23 |  |  |  |  | 1
965 | 21.4 | 23 |  |  |  |  | 1
966 | 21.1 | 23 |  |  |  |  | 1
967 | 23.1 | 23 |  |  |  |  | 1
968 | 23.4 | 23 |  |  |  |  | 1
969 | 25.2 | 23 |  |  |  |  | 1
970 | 26.9 | 23 |  |  |  |  | 1
971 | 26.2 | 23 |  |  |  |  | 1
972 | 27.1 | 23 |  |  |  |  | 1
973 | 29.1 | 23 |  |  |  |  | 1
974 | 31.3 | 24.5 |  |  |  |  | 1
975 | 30.3 | 23.5 |  |  |  |  | 1
976 | 32 | 25.2 |  |  |  |  | 1
977 | 30.3 | 23.5 |  |  |  |  | 1
978 | 32.4 | 25.6 |  |  |  |  | 1
979 | 28.9 | 23 |  |  |  |  | 1
980 | 27.6 | 23 |  |  |  |  | 1
981 | 26.7 | 23 |  |  |  |  | 1
982 | 26 | 23 |  |  |  |  | 1
983 | 23.7 | 23 |  |  |  |  | 1
984 | 23.4 | 23 |  |  |  |  | 1
985 | 21.9 | 23 |  |  |  |  | 1
986 | 22.5 | 23 |  |  |  |  | 1
987 | 18.3 | 23 |  |  |  |  | 1
988 | 21.9 | 23 |  |  |  |  | 1
989 | 23.6 | 23 |  |  |  |  | 1
990 | 19.9 | 23 |  |  |  |  | 1
991 | 19.8 | 23 |  |  |  |  | 1
992 | 23.7 | 23 |  |  |  |  | 1
993 | 22.7 | 23 |  |  |  |  | 1
994 | 25.5 | 23 |  |  |  |  | 1
995 | 27.3 | 23 |  |  |  |  | 1
996 | 28.9 | 23 |  |  |  |  | 1
997 | 30.7 | 23.9 |  |  |  |  | 1
998 | 28.4 | 23 |  |  |  |  | 1
999 | 31.4 | 24.7 |  |  |  |  | 1
1000 | 30.3 | 23.5 |  |  |  |  | 1
1001 | 32.7 | 25.9 |  |  |  |  | 1
1002 | 31.1 | 24.3 |  |  |  |  | 1
1003 | 31.5 | 24.7 |  |  |  |  | 1
1004 | 29.1 | 23 |  |  |  |  | 1
1005 | 27.3 | 23 |  |  |  |  | 1
1006 | 24.8 | 23 |  |  |  |  | 1
1007 | 26.2 | 23 |  |  |  |  | 1
1008 | 25.4 | 23 |  |  |  |  | 1
1009 | 21.8 | 23 |  |  |  |  | 1
1010 | 18.8 | 23 |  |  |  |  | 1
1011 | 20 | 23 |  |  |  |  | 1
1012 | 19.5 | 23 |  |  |  |  | 1
1013 | 20.8 | 23 |  |  |  |  | 1
1014 | 20.6 | 23 |  |  |  |  | 1
1015 | 19.6 | 23 |  |  |  |  | 1
1016 | 23.2 | 23 |  |  |  |  | 1
1017 | 24.6 | 23 |  |  |  |  | 1
1018 | 26.4 | 23 |  |  |  |  | 1
1019 | 27.8 | 23 |  |  |  |  | 1
1020 | 29.3 | 23 |  |  |  |  | 1
1021 | 28.2 | 23 |  |  |  |  | 1
1022 | 30.8 | 24.1 |  |  |  |  | 1
1023 | 32.3 | 25.6 |  |  |  |  | 1
1024 | 31.9 | 25.1 |  |  |  |  | 1
1025 | 32.3 | 25.5 |  |  |  |  | 1
1026 | 29.7 | 23 |  |  |  |  | 1
1027 | 29.8 | 23 |  |  |  |  | 1
1028 | 26.9 | 23 |  |  |  |  | 1
1029 | 27.8 | 23 |  |  |  |  | 1
1030 | 25.5 | 23 |  |  |  |  | 1
1031 | 25.7 | 23 |  |  |  |  | 1
1032 | 23.8 | 23 |  |  |  |  | 1
1033 | 23 | 23 |  |  |  |  | 1
1034 | 22.7 | 23 |  |  |  |  | 1
1035 | 21 | 23 |  |  |  |  | 1
1036 | 21.9 | 23 |  |  |  |  | 1
1037 | 20.6 | 23 |  |  |  |  | 1
1038 | 20.9 | 23 |  |  |  |  | 1
1039 | 20.9 | 23 |  |  |  |  | 1
1040 | 24.6 | 23 |  |  |  |  | 1
1041 | 23.9 | 23 |  |  |  |  | 1
1042 | 27.4 | 23 |  |  |  |  | 1
1043 | 26.2 | 23 |  |  |  |  | 1
1044 | 30.6 | 23.8 |  |  |  |  | 1
1045 | 30.7 | 24 |  |  |  |  | 1
1046 | 33.7 | 27 |  |  |  |  | 1
1047 | 33.6 | 26.9 |  |  |  |  | 1
1048 | 31.6 | 24.8 |  |  |  |  | 1
1049 | 31.3 | 24.6 |  |  |  |  | 1
1050 | 30.4 | 23.6 |  |  |  |  | 1
1051 | 28.8 | 23 |  |  |  |  | 1
1052 | 28.6 | 23 |  |  |  |  | 1
1053 | 28.2 | 23 |  |  |  |  | 1
1054 | 25.1 | 23 |  |  |  |  | 1
1055 | 25.2 | 23 |  |  |  |  | 1
1056 | 24 | 23 |  |  |  |  | 1
1057 | 21.5 | 23 |  |  |  |  | 1
1058 | 21.6 | 23 |  |  |  |  | 1
1059 | 18.8 | 23 |  |  |  |  | 1
1060 | 21.1 | 23 |  |  |  |  | 1
1061 | 20.4 | 23 |  |  |  |  | 1
1062 | 21.9 | 23 |  |  |  |  | 1
1063 | 22.4 | 23 |  |  |  |  | 1
1064 | 21.8 | 23 |  |  |  |  | 1
1065 | 24.6 | 23 |  |  |  |  | 1
1066 | 28.2 | 23 |  |  |  |  | 1
1067 | 25.5 | 23 |  |  |  |  | 1
1068 | 30.8 | 24.1 |  |  |  |  | 1
1069 | 32.5 | 25.8 |  |  |  |  | 1
1070 | 31.5 | 24.8 |  |  |  |  | 1
1071 | 32.2 | 25.5 |  |  |  |  | 1
1072 | 30.1 | 23.4 |  |  |  |  | 1
1073 | 31.7 | 25 |  |  |  |  | 1
1074 | 30 | 23.3 |  |  |  |  | 1
1075 | 30.2 | 23.5 |  |  |  |  | 1
1076 | 29.7 | 23 |  |  |  |  | 1
1077 | 28 | 23 |  |  |  |  | 1
1078 | 25.1 | 23 |  |  |  |  | 1
1079 | 26.7 | 23 |  |  |  |  | 1
1080 | 23.6 | 23 |  |  |  |  | 1
1081 | 21.6 | 23 |  |  |  |  | 1
1082 | 21.6 | 23 |  |  |  |  | 1
1083 | 20.6 | 23 |  |  |  |  | 1
1084 | 17.2 | 23 |  |  |  |  | 1
1085 | 21 | 23 |  |  |  |  | 1
1086 | 21.2 | 23 |  |  |  |  | 1
1087 | 23.1 | 23 |  |  |  |  | 1
1088 | 23.4 | 23 |  |  |  |  | 1
1089 | 25.6 | 23 |  |  |  |  | 1
1090 | 26.3 | 23 |  |  |  |  | 1
1091 | 28.8 | 23 |  |  |  |  | 1
1092 | 32.4 | 25.7 |  |  |  |  | 1
1093 | 29.5 | 23 |  |  |  |  | 1
1094 | 31.5 | 24.8 |  |  |  |  | 1
1095 | 30.7 | 24 |  |  |  |  | 1
1096 | 31.2 | 24.5 |  |  |  |  | 1
1097 | 30.4 | 23.7 |  |  |  |  | 1
1098 | 30.8 | 24.1 |  |  |  |  | 1
1099 | 29.5 | 23 |  |  |  |  | 1
1100 | 30.4 | 23.7 |  |  |  |  | 1
1101 | 27.1 | 23 |  |  |  |  | 1
1102 | 26.3 | 23 |  |  |  |  | 1
1103 | 26.4 | 23 |  |  |  |  | 1
1104 | 25.2 | 23 |  |  |  |  | 1
1105 | 21.4 | 23 |  |  |  |  | 1
1106 | 22.3 | 23 |  |  |  |  | 1
1107 | 22 | 23 |  |  |  |  | 1
1108 | 23 | 23 |  |  |  |  | 1
1109 | 22.1 | 23 |  |  |  |  | 1
1110 | 22.7 | 23 |  |  |  |  | 1
1111 | 22.2 | 23 |  |  |  |  | 1
1112 | 24.2 | 23 |  |  |  |  | 1
1113 | 23.9 | 23 |  |  |  |  | 1
1114 | 24.4 | 23 |  |  |  |  | 1
1115 | 28.7 | 23 |  |  |  |  | 1
1116 | 28.4 | 23 |  |  |  |  | 1
1117 | 30.7 | 24 |  |  |  |  | 1
1118 | 31.1 | 24.5 |  |  |  |  | 1
1119 | 32.5 | 25.8 |  |  |  |  | 1
1120 | 29.7 | 23 |  |  |  |  | 1
1121 | 31 | 24.3 |  |  |  |  | 1
1122 | 32.1 | 25.4 |  |  |  |  | 1
1123 | 30.9 | 24.2 |  |  |  |  | 1
1124 | 27.6 | 23 |  |  |  |  | 1
1125 | 26.3 | 23 |  |  |  |  | 1
1126 | 27.8 | 23 |  |  |  |  | 1
1127 | 25.7 | 23 |  |  |  |  | 1
1128 | 22.8 | 23 |  |  |  |  | 1
1129 | 21.6 | 23 |  |  |  |  | 1
1130 | 19.7 | 23 |  |  |  |  | 1
1131 | 20.8 | 23 |  |  |  |  | 1
1132 | 19.5 | 23 |  |  |  |  | 1
1133 | 21.4 | 23 |  |  |  |  | 1
1134 | 21.4 | 23 |  |  |  |  | 1
1135 | 20.9 | 23 |  |  |  |  | 1
1136 | 24.9 | 23 |  |  |  |  | 1
1137 | 24.9 | 23 |  |  |  |  | 1
1138 | 24.3 | 23 |  |  |  |  | 1
1139 | 26.8 | 23 |  |  |  |  | 1
1140 | 30.7 | 24.1 |  |  |  |  | 1
1141 | 28.4 | 23 |  |  |  |  | 1
1142 | 29.4 | 23 |  |  |  |  | 1
1143 | 32.8 | 26.1 |  |  |  |  | 1
1144 | 33.3 | 26.6 |  |  |  |  | 1
1145 | 31 | 24.3 |  |  |  |  | 1
1146 | 31.1 | 24.5 |  |  |  |  | 1
1147 | 30.8 | 24.1 |  |  |  |  | 1
1148 | 30.7 | 24.1 |  |  |  |  | 1
1149 | 28.9 | 23 |  |  |  |  | 1
1150 | 26.1 | 23 |  |  |  |  | 1
1151 | 23.4 | 23 |  |  |  |  | 1
1152 | 26.7 | 23 |  |  |  |  | 1
1153 | 22.2 | 23 |  |  |  |  | 1
1154 | 21.5 | 23 |  |  |  |  | 1
1155 | 19.3 | 23 |  |  |  |  | 1
1156 | 20 | 23 |  |  |  |  | 1
1157 | 20.5 | 23 |  |  |  |  | 1
1158 | 23.7 | 23 |  |  |  |  | 1
1159 | 21.3 | 23 |  |  |  |  | 1
1160 | 21.7 | 23 |  |  |  |  | 1
1161 | 24.6 | 23 |  |  |  |  | 1
1162 | 25.2 | 23 |  |  |  |  | 1
1163 | 28.9 | 23 |  |  |  |  | 1
1164 | 29.4 | 23 |  |  |  |  | 1
1165 | 32.7 | 26 |  |  |  |  | 1
1166 | 29.5 | 23 |  |  |  |  | 1
1167 | 31.7 | 25.1 |  |  |  |  | 1
1168 | 30.8 | 24.2 |  |  |  |  | 1
1169 | 30.8 | 24.2 |  |  |  |  | 1
1170 | 31.6 | 24.9 |  |  |  |  | 1
1171 | 31.2 | 24.6 |  |  |  |  | 1
1172 | 30 | 23.4 |  |  |  |  | 1
1173 | 26.6 | 23 |  |  |  |  | 1
1174 | 26.2 | 23 |  |  |  |  | 1
1175 | 25.1 | 23 |  |  |  |  | 1
1176 | 22 | 23 |  |  |  |  | 1
1177 | 22.2 | 23 |  |  |  |  | 1
1178 | 21.6 | 23 |  |  |  |  | 1
1179 | 21 | 23 |  |  |  |  | 1
1180 | 20.5 | 23 |  |  |  |  | 1
1181 | 20 | 23 |  |  |  |  | 1
1182 | 21.3 | 23 |  |  |  |  | 1
1183 | 23.5 | 23 |  |  |  |  | 1
1184 | 22.3 | 23 |  |  |  |  | 1
1185 | 26.9 | 23 |  |  |  |  | 1
1186 | 26.8 | 23 |  |  |  |  | 1
1187 | 26.9 | 23 |  |  |  |  | 1
1188 | 28.1 | 23 |  |  |  |  | 1
1189 | 30.5 | 23.9 |  |  |  |  | 1
1190 | 30.6 | 24 |  |  |  |  | 1
1191 | 30.9 | 24.3 |  |  |  |  | 1
1192 | 29.8 | 23.2 |  |  |  |  | 1
1193 | 31.9 | 25.3 |  |  |  |  | 1
1194 | 31.3 | 24.7 |  |  |  |  | 1
1195 | 29.1 | 23 |  |  |  |  | 1
1196 | 28.8 | 23 |  |  |  |  | 1
1197 | 26.2 | 23 |  |  |  |  | 1
1198 | 26.8 | 23 |  |  |  |  | 1
1199 | 27.4 | 23 |  |  |  |  | 1
1200 | 20.8 | 23 |  |  |  |  | 1
1201 | 22 | 23 |  |  |  |  | 1
1202 | 19.2 | 23 |  |  |  |  | 1
1203 | 21.6 | 23 |  |  |  |  | 1
1204 | 18.6 | 23 |  |  |  |  | 1
1205 | 21.7 | 23 |  |  |  |  | 1
1206 | 21.5 | 23 |  |  |  |  | 1
1207 | 19.7 | 23 |  |  |  |  | 1
1208 | 24.1 | 23 |  |  |  |  | 1
1209 | 26.6 | 23 |  |  |  |  | 1
1210 | 25.1 | 23 |  |  |  |  | 1
1211 | 28.7 | 23 |  |  |  |  | 1
1212 | 29.6 | 23 |  |  |  |  | 1
1213 | 29.4 | 23 |  |  |  |  | 1
1214 | 30.8 | 24.2 |  |  |  |  | 1
1215 | 31.5 | 24.9 |  |  |  |  | 1
1216 | 31.2 | 24.7 |  |  |  |  | 1
1217 | 33.4 | 26.8 |  |  |  |  | 1
1218 | 29.7 | 23.1 |  |  |  |  | 1
1219 | 30.2 | 23.6 |  |  |  |  | 1
1220 | 30.4 | 23.8 |  |  |  |  | 1
1221 | 26.6 | 23 |  |  |  |  | 1
1222 | 25 | 23 |  |  |  |  | 1
1223 | 26.2 | 23 |  |  |  |  | 1
1224 | 22.4 | 23 |  |  |  |  | 1
1225 | 21.7 | 23 |  |  |  |  | 1
1226 | 20.7 | 23 |  |  |  |  | 1
1227 | 20 | 23 |  |  |  |  | 1
1228 | 21.3 | 23 |  |  |  |  | 1
1229 | 20.6 | 23 |  |  |  |  | 1
1230 | 21.3 | 23 |  |  |  |  | 1
1231 | 19.6 | 23 |  |  |  |  | 1
1232 | 22.8 | 23 |  |  |  |  | 1
1233 | 23.4 | 23 |  |  |  |  | 1
1234 | 26.8 | 23 |  |  |  |  | 1
1235 | 28.6 | 23 |  |  |  |  | 1
1236 | 30.8 | 24.3 |  |  |  |  | 1
1237 | 29.6 | 23 |  |  |  |  | 1
1238 | 30.7 | 24.2 |  |  |  |  | 1
1239 | 32.9 | 26.3 |  |  |  |  | 1
1240 | 30.6 | 24.1 |  |  |  |  | 1
1241 | 30.7 | 24.1 |  |  |  |  | 1
1242 | 28.7 | 23 |  |  |  |  | 1
1243 | 29 | 23 |  |  |  |  | 1
1244 | 29 | 23 |  |  |  |  | 1
1245 | 27.8 | 23 |  |  |  |  | 1
1246 | 27.7 | 23 |  |  |  |  | 1
1247 | 25.8 | 23 |  |  |  |  | 1
1248 | 25.1 | 23 |  |  |  |  | 1
1249 | 23.1 | 23 |  |  |  |  | 1
1250 | 21 | 23 |  |  |  |  | 1
1251 | 18 | 23 |  |  |  |  | 1
1252 | 21.1 | 23 |  |  |  |  | 1
1253 | 20.1 | 23 |  |  |  |  | 1
1254 | 21.5 | 23 |  |  |  |  | 1
1255 | 23.1 | 23 |  |  |  |  | 1
1256 | 21.3 | 23 |  |  |  |  | 1
1257 | 25.3 | 23 |  |  |  |  | 1
1258 | 24.2 | 23 |  |  |  |  | 1
1259 | 30.1 | 23.6 |  |  |  |  | 1
1260 | 30.7 | 24.2 |  |  |  |  | 1
1261 | 30.7 | 24.2 |  |  |  |  | 1
1262 | 32.5 | 26 |  |  |  |  | 1
1263 | 31.9 | 25.4 |  |  |  |  | 1
1264 | 30.2 | 23.7 |  |  |  |  | 1
1265 | 30.5 | 24 |  |  |  |  | 1
1266 | 29.1 | 23 |  |  |  |  | 1
1267 | 29.9 | 23.3 |  |  |  |  | 1
1268 | 31 | 24.5 |  |  |  |  | 1
1269 | 27.7 | 23 |  |  |  |  | 1
1270 | 24.2 | 23 |  |  |  |  | 1
1271 | 24.2 | 23 |  |  |  |  | 1
1272 | 23.5 | 23 |  |  |  |  | 1
1273 | 22.2 | 23 |  |  |  |  | 1
1274 | 20.9 | 23 |  |  |  |  | 1
1275 | 21.8 | 23 |  |  |  |  | 1
1276 | 18.8 | 23 |  |  |  |  | 1
1277 | 21.6 | 23 |  |  |  |  | 1
1278 | 22.3 | 23 |  |  |  |  | 1
1279 | 22.1 | 23 |  |  |  |  | 1
1280 | 22.5 | 23 |  |  |  |  | 1
1281 | 25.1 | 23 |  |  |  |  | 1
1282 | 27.3 | 23 |  |  |  |  | 1
1283 | 27.7 | 23 |  |  |  |  | 1
1284 | 25.9 | 23 |  |  |  |  | 1
1285 | 28.3 | 23 |  |  |  |  | 1
1286 | 31.2 | 24.7 |  |  |  |  | 1
1287 | 30.8 | 24.3 |  |  |  |  | 1
1288 | 31 | 24.5 |  |  |  |  | 1
1289 | 31.5 | 25 |  |  |  |  | 1
1290 | 30.1 | 23.6 |  |  |  |  | 1
1291 | 28.3 | 23 |  |  |  |  | 1
1292 | 28.9 | 23 |  |  |  |  | 1
1293 | 27.7 | 23 |  |  |  |  | 1
1294 | 27.3 | 23 |  |  |  |  | 1
1295 | 24.9 | 23 |  |  |  |  | 1
1296 | 23.8 | 23 |  |  |  |  | 1
1297 | 23.3 | 23 |  |  |  |  | 1
1298 | 20 | 23 |  |  |  |  | 1
1299 | 21.4 | 23 |  |  |  |  | 1
1300 | 22.4 | 23 |  |  |  |  | 1
1301 | 19.8 | 23 |  |  |  |  | 1
1302 | 21 | 23 |  |  |  |  | 1
1303 | 21.3 | 23 |  |  |  |  | 1
1304 | 23.4 | 23 |  |  |  |  | 1
1305 | 22.6 | 23 |  |  |  |  | 1
1306 | 25 | 23 |  |  |  |  | 1
1307 | 24.7 | 23 |  |  |  |  | 1
1308 | 30.4 | 23.9 |  |  |  |  | 1
1309 | 29 | 23 |  |  |  |  | 1
1310 | 32.7 | 26.2 |  |  |  |  | 1
1311 | 31.8 | 25.3 |  |  |  |  | 1
1312 | 32.1 | 25.6 |  |  |  |  | 1
1313 | 32.7 | 26.2 |  |  |  |  | 1
1314 | 32.7 | 26.3 |  |  |  |  | 1
1315 | 30.5 | 24 |  |  |  |  | 1
1316 | 29.4 | 23 |  |  |  |  | 1
1317 | 27.3 | 23 |  |  |  |  | 1
1318 | 25.6 | 23 |  |  |  |  | 1
1319 | 25.1 | 23 |  |  |  |  | 1
1320 | 25 | 23 |  |  |  |  | 1
1321 | 21.7 | 23 |  |  |  |  | 1
1322 | 21.4 | 23 |  |  |  |  | 1
1323 | 18.3 | 23 |  |  |  |  | 1
1324 | 20.5 | 23 |  |  |  |  | 1
1325 | 21.3 | 23 |  |  |  |  | 1
1326 | 23.1 | 23 |  |  |  |  | 1
1327 | 23.3 | 23 |  |  |  |  | 1
1328 | 23.6 | 23 |  |  |  |  | 1
1329 | 26.4 | 23 |  |  |  |  | 1
1330 | 26.6 | 23 |  |  |  |  | 1
1331 | 28.4 | 23 |  |  |  |  | 1
1332 | 29.3 | 23 |  |  |  |  | 1
1333 | 31 | 24.6 |  |  |  |  | 1
1334 | 30.6 | 24.2 |  |  |  |  | 1
1335 | 30.4 | 24 |  |  |  |  | 1
1336 | 31.3 | 24.9 |  |  |  |  | 1
1337 | 33.3 | 26.8 |  |  |  |  | 1
1338 | 29 | 23 |  |  |  |  | 1
1339 | 31.2 | 24.8 |  |  |  |  | 1
1340 | 27.2 | 23 |  |  |  |  | 1
1341 | 25.7 | 23 |  |  |  |  | 1
1342 | 26 | 23 |  |  |  |  | 1
1343 | 24.1 | 23 |  |  |  |  | 1
1344 | 23 | 23 |  |  |  |  | 1
1345 | 26.1 | 23 |  |  |  |  | 1
1346 | 21 | 23 |  |  |  |  | 1
1347 | 20.8 | 23 |  |  |  |  | 1
1348 | 20.9 | 23 |  |  |  |  | 1
1349 | 22 | 23 |  |  |  |  | 1
1350 | 22.2 | 23 |  |  |  |  | 1
1351 | 22.9 | 23 |  |  |  |  | 1
1352 | 22.3 | 23 |  |  |  |  | 1
1353 | 23.3 | 23 |  |  |  |  | 1
1354 | 27.3 | 23 |  |  |  |  | 1
1355 | 26.7 | 23 |  |  |  |  | 1
1356 | 29.2 | 23 |  |  |  |  | 1
1357 | 28.9 | 23 |  |  |  |  | 1
1358 | 29.2 | 23 |  |  |  |  | 1
1359 | 33.7 | 27.3 |  |  |  |  | 1
1360 | 33.8 | 27.4 |  |  |  |  | 1
1361 | 31.1 | 24.7 |  |  |  |  | 1
1362 | 29.3 | 23 |  |  |  |  | 1
1363 | 31.2 | 24.8 |  |  |  |  | 1
1364 | 27.8 | 23 |  |  |  |  | 1
1365 | 27.5 | 23 |  |  |  |  | 1
1366 | 25.9 | 23 |  |  |  |  | 1
1367 | 25 | 23 |  |  |  |  | 1
1368 | 23.4 | 23 |  |  |  |  | 1
1369 | 22.7 | 23 |  |  |  |  | 1
1370 | 21.5 | 23 |  |  |  |  | 1
1371 | 20.8 | 23 |  |  |  |  | 1
1372 | 20.9 | 23 |  |  |  |  | 1
1373 | 22.4 | 23 |  |  |  |  | 1
1374 | 21.5 | 23 |  |  |  |  | 1
1375 | 23.1 | 23 |  |  |  |  | 1
1376 | 24 | 23 |  |  |  |  | 1
1377 | 25.1 | 23 |  |  |  |  | 1
1378 | 25.3 | 23 |  |  |  |  | 1
1379 | 28.7 | 23 |  |  |  |  | 1
1380 | 27.9 | 23 |  |  |  |  | 1
1381 | 29.8 | 23.5 |  |  |  |  | 1
1382 | 30.9 | 24.5 |  |  |  |  | 1
1383 | 32 | 25.6 |  |  |  |  | 1
1384 | 31.8 | 25.4 |  |  |  |  | 1
1385 | 32.3 | 25.9 |  |  |  |  | 1
1386 | 30.6 | 24.2 |  |  |  |  | 1
1387 | 31.9 | 25.5 |  |  |  |  | 1
1388 | 28 | 23 |  |  |  |  | 1
1389 | 28.7 | 23 |  |  |  |  | 1
1390 | 27.5 | 23 |  |  |  |  | 1
1391 | 26.7 | 23 |  |  |  |  | 1
1392 | 23.8 | 23 |  |  |  |  | 1
1393 | 24.1 | 23 |  |  |  |  | 1
1394 | 25.6 | 23 |  |  |  |  | 1
1395 | 21.2 | 23 |  |  |  |  | 1
1396 | 19.2 | 23 |  |  |  |  | 1
1397 | 21.9 | 23 |  |  |  |  | 1
1398 | 22.8 | 23 |  |  |  |  | 1
1399 | 22.2 | 23 |  |  |  |  | 1
1400 | 23.2 | 23 |  |  |  |  | 1
1401 | 24.1 | 23 |  |  |  |  | 1
1402 | 28.9 | 23 |  |  |  |  | 1
1403 | 25.3 | 23 |  |  |  |  | 1
1404 | 29.7 | 23.4 |  |  |  |  | 1
1405 | 31.3 | 24.9 |  |  |  |  | 1
1406 | 29.6 | 23.3 |  |  |  |  | 1
1407 | 30.3 | 24 |  |  |  |  | 1
1408 | 30.3 | 23.9 |  |  |  |  | 1
1409 | 31.4 | 25 |  |  |  |  | 1
1410 | 29 | 23 |  |  |  |  | 1
1411 | 31.1 | 24.8 |  |  |  |  | 1
1412 | 30.6 | 24.2 |  |  |  |  | 1
1413 | 29.1 | 23 |  |  |  |  | 1
1414 | 25.5 | 23 |  |  |  |  | 1
1415 | 26.4 | 23 |  |  |  |  | 1
1416 | 23.3 | 23 |  |  |  |  | 1
1417 | 21.4 | 23 |  |  |  |  | 1
1418 | 22.8 | 23 |  |  |  |  | 1
1419 | 22 | 23 |  |  |  |  | 1
1420 | 18.9 | 23 |  |  |  |  | 1
1421 | 20 | 23 |  |  |  |  | 1
1422 | 21.8 | 23 |  |  |  |  | 1
1423 | 21.5 | 23 |  |  |  |  | 1
1424 | 24.5 | 23 |  |  |  |  | 1
1425 | 25.8 | 23 |  |  |  |  | 1
1426 | 26.9 | 23 |  |  |  |  | 1
1427 | 28.6 | 23 |  |  |  |  | 1
1428 | 28.5 | 23 |  |  |  |  | 1
1429 | 31.6 | 25.3 |  |  |  |  | 1
1430 | 27.8 | 23 |  |  |  |  | 1
1431 | 32.1 | 25.8 |  |  |  |  | 1
1432 | 30.6 | 24.3 |  |  |  |  | 1
1433 | 33.2 | 26.9 |  |  |  |  | 1
1434 | 29.6 | 23.2 |  |  |  |  | 1
1435 | 31.3 | 25 |  |  |  |  | 1
1436 | 27 | 23 |  |  |  |  | 1
1437 | 27.9 | 23 |  |  |  |  | 1
1438 | 27.3 | 23 |  |  |  |  | 1
1439 | 26.6 | 23 |  |  |  |  | 1
1440 | 23 | 23 |  |  |  |  | 1
1441 | 23.6 | 23 |  |  |  |  | 1
1442 | 19.3 | 23 |  |  |  |  | 1
1443 | 21.1 | 23 |  |  |  |  | 1
1444 | 20.5 | 23 |  |  |  |  | 1
1445 | 22.2 | 23 |  |  |  |  | 1
1446 | 22.8 | 23 |  |  |  |  | 1
1447 | 21.1 | 23 |  |  |  |  | 1
1448 | 22 | 23 |  |  |  |  | 1
1449 | 25 | 23 |  |  |  |  | 1
1450 | 29 | 23 |  |  |  |  | 1
1451 | 25.4 | 23 |  |  |  |  | 1
1452 | 31.4 | 25.2 |  |  |  |  | 1
1453 | 28.8 | 23 |  |  |  |  | 1
1454 | 29.8 | 23.6 |  |  |  |  | 1
1455 | 31 | 24.7 |  |  |  |  | 1
1456 | 32.8 | 26.5 |  |  |  |  | 1
1457 | 30.2 | 23.9 |  |  |  |  | 1
1458 | 30.8 | 24.5 |  |  |  |  | 1
1459 | 29.8 | 23.5 |  |  |  |  | 1
1460 | 29.2 | 23 |  |  |  |  | 1
1461 | 28 | 23 |  |  |  |  | 1
1462 | 24.3 | 23 |  |  |  |  | 1
1463 | 23.8 | 23 |  |  |  |  | 1
1464 | 21 | 23 |  |  |  |  | 1
1465 | 21.8 | 23 |  |  |  |  | 1
1466 | 19.3 | 23 |  |  |  |  | 1
1467 | 20.6 | 23 |  |  |  |  | 1
1468 | 21.2 | 23 |  |  |  |  | 1
1469 | 20 | 23 |  |  |  |  | 1
1470 | 20.1 | 23 |  |  |  |  | 1
1471 | 24.5 | 23 |  |  |  |  | 1
1472 | 24.4 | 23 |  |  |  |  | 1
1473 | 25.7 | 23 |  |  |  |  | 1
1474 | 27.2 | 23 |  |  |  |  | 1
1475 | 30.3 | 24.1 |  |  |  |  | 1
1476 | 27.1 | 23 |  |  |  |  | 1
1477 | 30.5 | 24.2 |  |  |  |  | 1
1478 | 32.4 | 26.2 |  |  |  |  | 1
1479 | 32.5 | 26.3 |  |  |  |  | 1
1480 | 31.9 | 25.7 |  |  |  |  | 1
1481 | 30.6 | 24.4 |  |  |  |  | 1
1482 | 30.1 | 23.9 |  |  |  |  | 1
1483 | 29.5 | 23.2 |  |  |  |  | 1
1484 | 29.8 | 23.5 |  |  |  |  | 1
1485 | 27.8 | 23 |  |  |  |  | 1
1486 | 26 | 23 |  |  |  |  | 1
1487 | 25 | 23 |  |  |  |  | 1
1488 | 22 | 23 |  |  |  |  | 1
1489 | 23.7 | 23 |  |  |  |  | 1
1490 | 20.5 | 23 |  |  |  |  | 1
1491 | 21.9 | 23 |  |  |  |  | 1
1492 | 19.8 | 23 |  |  |  |  | 1
1493 | 18.7 | 23 |  |  |  |  | 1
1494 | 21.6 | 23 |  |  |  |  | 1
1495 | 21.8 | 23 |  |  |  |  | 1
1496 | 20.7 | 23 |  |  |  |  | 1
1497 | 24.3 | 23 |  |  |  |  | 1
1498 | 26.6 | 23 |  |  |  |  | 1
1499 | 29.4 | 23.2 |  |  |  |  | 1
1500 | 28.2 | 23 |  |  |  |  | 1
1501 | 28.6 | 23 |  |  |  |  | 1
1502 | 31 | 24.8 |  |  |  |  | 1
1503 | 31.7 | 25.5 |  |  |  |  | 1
1504 | 31.5 | 25.3 |  |  |  |  | 1
1505 | 33 | 26.8 |  |  |  |  | 1
1506 | 32.9 | 26.7 |  |  |  |  | 1
1507 | 30.7 | 24.5 |  |  |  |  | 1
1508 | 27.2 | 23 |  |  |  |  | 1
1509 | 25.5 | 23 |  |  |  |  | 1
1510 | 25.8 | 23 |  |  |  |  | 1
1511 | 24 | 23 |  |  |  |  | 1
1512 | 25.1 | 23 |  |  |  |  | 1
1513 | 22.2 | 23 |  |  |  |  | 1
1514 | 23.7 | 23 |  |  |  |  | 1
1515 | 19.4 | 23 |  |  |  |  | 1
1516 | 23.2 | 23 |  |  |  |  | 1
1517 | 20.9 | 23 |  |  |  |  | 1
1518 | 22.2 | 23 |  |  |  |  | 1
1519 | 24.5 | 23 |  |  |  |  | 1
1520 | 23.9 | 23 |  |  |  |  | 1
1521 | 23.9 | 23 |  |  |  |  | 1
1522 | 27 | 23 |  |  |  |  | 1
1523 | 28.7 | 23 |  |  |  |  | 1
1524 | 29.4 | 23.3 |  |  |  |  | 1
1525 | 32 | 25.9 |  |  |  |  | 1
1526 | 30.4 | 24.3 |  |  |  |  | 1
1527 | 33 | 26.8 |  |  |  |  | 1
1528 | 33.4 | 27.2 |  |  |  |  | 1
1529 | 33.6 | 27.4 |  |  |  |  | 1
1530 | 30.9 | 24.7 |  |  |  |  | 1
1531 | 31 | 24.8 |  |  |  |  | 1
1532 | 29.3 | 23.1 |  |  |  |  | 1
1533 | 26.6 | 23 |  |  |  |  | 1
1534 | 26.8 | 23 |  |  |  |  | 1
1535 | 26.7 | 23 |  |  |  |  | 1
1536 | 22.3 | 23 |  |  |  |  | 1
1537 | 21.6 | 23 |  |  |  |  | 1
1538 | 21.5 | 23 |  |  |  |  | 1
1539 | 18.8 | 23 |  |  |  |  | 1
1540 | 21.3 | 23 |  |  |  |  | 1
1541 | 20.5 | 23 |  |  |  |  | 1
1542 | 19.9 | 23 |  |  |  |  | 1
1543 | 21.9 | 23 |  |  |  |  | 1
1544 | 22 | 23 |  |  |  |  | 1
1545 | 25.8 | 23 |  |  |  |  | 1
1546 | 23.9 | 23 |  |  |  |  | 1
1547 | 26.6 | 23 |  |  |  |  | 1
1548 | 28.5 | 23 |  |  |  |  | 1
1549 | 30.1 | 23.9 |  |  |  |  | 1
1550 | 32 | 25.9 |  |  |  |  | 1
1551 | 32 | 25.8 |  |  |  |  | 1
1552 | 31.7 | 25.6 |  |  |  |  | 1
1553 | 32.6 | 26.5 |  |  |  |  | 1
1554 | 32.2 | 26.1 |  |  |  |  | 1
1555 | 29.8 | 23.7 |  |  |  |  | 1
1556 | 28.8 | 23 |  |  |  |  | 1
1557 | 27.7 | 23 |  |  |  |  | 1
1558 | 27 | 23 |  |  |  |  | 1
1559 | 25.2 | 23 |  |  |  |  | 1
1560 | 23.7 | 23 |  |  |  |  | 1
1561 | 23 | 23 |  |  |  |  | 1
1562 | 19.8 | 23 |  |  |  |  | 1
1563 | 20.8 | 23 |  |  |  |  | 1
1564 | 22.1 | 23 |  |  |  |  | 1
1565 | 19.3 | 23 |  |  |  |  | 1
1566 | 21.8 | 23 |  |  |  |  | 1
1567 | 21.6 | 23 |  |  |  |  | 1
1568 | 24.9 | 23 |  |  |  |  | 1
1569 | 27.7 | 23 |  |  |  |  | 1
1570 | 27.6 | 23 |  |  |  |  | 1
1571 | 28.4 | 23 |  |  |  |  | 1
1572 | 28.9 | 23 |  |  |  |  | 1
1573 | 29.9 | 23.8 |  |  |  |  | 1
1574 | 30.2 | 24.1 |  |  |  |  | 1
1575 | 30.2 | 24.1 |  |  |  |  | 1
1576 | 30.6 | 24.5 |  |  |  |  | 1
1577 | 31.3 | 25.2 |  |  |  |  | 1
1578 | 30.8 | 24.7 |  |  |  |  | 1
1579 | 30.1 | 24 |  |  |  |  | 1
1580 | 29.5 | 23.4 |  |  |  |  | 1
1581 | 28 | 23 |  |  |  |  | 1
1582 | 26.8 | 23 |  |  |  |  | 1
1583 | 24.9 | 23 |  |  |  |  | 1
1584 | 23.9 | 23 |  |  |  |  | 1
1585 | 24.2 | 23 |  |  |  |  | 1
1586 | 21.5 | 23 |  |  |  |  | 1
1587 | 23.3 | 23 |  |  |  |  | 1
1588 | 20.8 | 23 |  |  |  |  | 1
1589 | 21.2 | 23 |  |  |  |  | 1
1590 | 19.6 | 23 |  |  |  |  | 1
1591 | 21.1 | 23 |  |  |  |  | 1
1592 | 22.5 | 23 |  |  |  |  | 1
1593 | 25.8 | 23 |  |  |  |  | 1
1594 | 26.9 | 23 |  |  |  |  | 1
1595 | 28.2 | 23 |  |  |  |  | 1
1596 | 29.1 | 23.1 |  |  |  |  | 1
1597 | 28.4 | 23 |  |  |  |  | 1
1598 | 32.6 | 26.6 |  |  |  |  | 1
1599 | 34.4 | 27.5 |  |  |  |  | 1
1600 | 32.4 | 26.3 |  |  |  |  | 1
1601 | 34.8 | 27.5 |  |  |  |  | 1
1602 | 31.2 | 25.2 |  |  |  |  | 1
1603 | 31 | 24.9 |  |  |  |  | 1
1604 | 28.2 | 23 |  |  |  |  | 1
1605 | 27.8 | 23 |  |  |  |  | 1
1606 | 25.7 | 23 |  |  |  |  | 1
1607 | 24.1 | 23 |  |  |  |  | 1
1608 | 22.3 | 23 |  |  |  |  | 1
1609 | 21.7 | 23 |  |  |  |  | 1
1610 | 20.7 | 23 |  |  |  |  | 1
1611 | 19.9 | 23 |  |  |  |  | 1
1612 | 19.8 | 23 |  |  |  |  | 1
1613 | 23.2 | 23 |  |  |  |  | 1
1614 | 21.3 | 23 |  |  |  |  | 1
1615 | 22.2 | 23 |  |  |  |  | 1
1616 | 23.5 | 23 |  |  |  |  | 1
1617 | 24.5 | 23 |  |  |  |  | 1
1618 | 26.5 | 23 |  |  |  |  | 1
1619 | 28.6 | 23 |  |  |  |  | 1
1620 | 27.8 | 23 |  |  |  |  | 1
1621 | 31 | 25 |  |  |  |  | 1
1622 | 30.4 | 24.4 |  |  |  |  | 1
1623 | 28.5 | 23 |  |  |  |  | 1
1624 | 32.3 | 26.3 |  |  |  |  | 1
1625 | 31.7 | 25.6 |  |  |  |  | 1
1626 | 30.4 | 24.4 |  |  |  |  | 1
1627 | 31.1 | 25.1 |  |  |  |  | 1
1628 | 27.9 | 23 |  |  |  |  | 1
1629 | 27.9 | 23 |  |  |  |  | 1
1630 | 25.6 | 23 |  |  |  |  | 1
1631 | 26.4 | 23 |  |  |  |  | 1
1632 | 24.4 | 23 |  |  |  |  | 1
1633 | 21.4 | 23 |  |  |  |  | 1
1634 | 24.1 | 23 |  |  |  |  | 1
1635 | 21.6 | 23 |  |  |  |  | 1
1636 | 21.9 | 23 |  |  |  |  | 1
1637 | 22.5 | 23 |  |  |  |  | 1
1638 | 20.6 | 23 |  |  |  |  | 1
1639 | 22.7 | 23 |  |  |  |  | 1
1640 | 23.4 | 23 |  |  |  |  | 1
1641 | 25.7 | 23 |  |  |  |  | 1
1642 | 26 | 23 |  |  |  |  | 1
1643 | 28.6 | 23 |  |  |  |  | 1
1644 | 30.4 | 24.4 |  |  |  |  | 1
1645 | 30.3 | 24.4 |  |  |  |  | 1
1646 | 33.4 | 27.4 |  |  |  |  | 1
1647 | 32.1 | 26.1 |  |  |  |  | 1
1648 | 29.8 | 23.8 |  |  |  |  | 1
1649 | 30.8 | 24.8 |  |  |  |  | 1
1650 | 31.6 | 25.6 |  |  |  |  | 1
1651 | 29 | 23.1 |  |  |  |  | 1
1652 | 30 | 24 |  |  |  |  | 1
1653 | 25.7 | 23 |  |  |  |  | 1
1654 | 27 | 23 |  |  |  |  | 1
1655 | 25 | 23 |  |  |  |  | 1
1656 | 23.4 | 23 |  |  |  |  | 1
1657 | 22 | 23 |  |  |  |  | 1
1658 | 21.6 | 23 |  |  |  |  | 1
1659 | 21.9 | 23 |  |  |  |  | 1
1660 | 20.4 | 23 |  |  |  |  | 1
1661 | 22.2 | 23 |  |  |  |  | 1
1662 | 17.9 | 23 |  |  |  |  | 1
1663 | 20.8 | 23 |  |  |  |  | 1
1664 | 22.7 | 23 |  |  |  |  | 1
1665 | 24.5 | 23 |  |  |  |  | 1
1666 | 25.6 | 23 |  |  |  |  | 1
1667 | 27.6 | 23 |  |  |  |  | 1
1668 | 30.4 | 24.4 |  |  |  |  | 1
1669 | 29.9 | 24 |  |  |  |  | 1
1670 | 31.3 | 25.3 |  |  |  |  | 1
1671 | 32.8 | 26.9 |  |  |  |  | 1
1672 | 32.5 | 26.5 |  |  |  |  | 1
1673 | 31.3 | 25.4 |  |  |  |  | 1
1674 | 30.3 | 24.4 |  |  |  |  | 1
1675 | 31.6 | 25.6 |  |  |  |  | 1
1676 | 29.7 | 23.8 |  |  |  |  | 1
1677 | 27.7 | 23 |  |  |  |  | 1
1678 | 28.3 | 23 |  |  |  |  | 1
1679 | 26 | 23 |  |  |  |  | 1
1680 | 26.1 | 23 |  |  |  |  | 1
1681 | 21.6 | 23 |  |  |  |  | 1
1682 | 19.2 | 23 |  |  |  |  | 1
1683 | 20.8 | 23 |  |  |  |  | 1
1684 | 21.3 | 23 |  |  |  |  | 1
1685 | 20.5 | 23 |  |  |  |  | 1
1686 | 21.8 | 23 |  |  |  |  | 1
1687 | 23 | 23 |  |  |  |  | 1
1688 | 23.4 | 23 |  |  |  |  | 1
1689 | 25.4 | 23 |  |  |  |  | 1
1690 | 27 | 23 |  |  |  |  | 1
1691 | 27.5 | 23 |  |  |  |  | 1
1692 | 29.4 | 23.5 |  |  |  |  | 1
1693 | 29.8 | 23.9 |  |  |  |  | 1
1694 | 30.2 | 24.3 |  |  |  |  | 1
1695 | 31.2 | 25.3 |  |  |  |  | 1
1696 | 30.7 | 24.8 |  |  |  |  | 1
1697 | 34.1 | 27.5 |  |  |  |  | 1
1698 | 31.5 | 25.5 |  |  |  |  | 1
1699 | 29.6 | 23.7 |  |  |  |  | 1
1700 | 30.4 | 24.5 |  |  |  |  | 1
1701 | 29.8 | 23.9 |  |  |  |  | 1
1702 | 28.3 | 23 |  |  |  |  | 1
1703 | 23.5 | 23 |  |  |  |  | 1
1704 | 23.1 | 23 |  |  |  |  | 1
1705 | 21.3 | 23 |  |  |  |  | 1
1706 | 21.5 | 23 |  |  |  |  | 1
1707 | 22.7 | 23 |  |  |  |  | 1
1708 | 23.7 | 23 |  |  |  |  | 1
1709 | 22.1 | 23 |  |  |  |  | 1
1710 | 21.5 | 23 |  |  |  |  | 1
1711 | 23.5 | 23 |  |  |  |  | 1
1712 | 23.8 | 23 |  |  |  |  | 1
1713 | 25.8 | 23 |  |  |  |  | 1
1714 | 25.2 | 23 |  |  |  |  | 1
1715 | 29 | 23.2 |  |  |  |  | 1
1716 | 30.9 | 25 |  |  |  |  | 1
1717 | 30.4 | 24.5 |  |  |  |  | 1
1718 | 31.3 | 25.4 |  |  |  |  | 1
1719 | 29.3 | 23.5 |  |  |  |  | 1
1720 | 31 | 25.2 |  |  |  |  | 1
1721 | 33.2 | 27.3 |  |  |  |  | 1
1722 | 31.4 | 25.5 |  |  |  |  | 1
1723 | 30.4 | 24.5 |  |  |  |  | 1
1724 | 28.4 | 23 |  |  |  |  | 1
1725 | 29.9 | 24.1 |  |  |  |  | 1
1726 | 28.2 | 23 |  |  |  |  | 1
1727 | 28.5 | 23 |  |  |  |  | 1
1728 | 23.4 | 23 |  |  |  |  | 1
1729 | 22.4 | 23 |  |  |  |  | 1
1730 | 20.4 | 23 |  |  |  |  | 1
1731 | 20.6 | 23 |  |  |  |  | 1
1732 | 21.5 | 23 |  |  |  |  | 1
1733 | 21.3 | 23 |  |  |  |  | 1
1734 | 22.6 | 23 |  |  |  |  | 1
1735 | 22.7 | 23 |  |  |  |  | 1
1736 | 24.4 | 23 |  |  |  |  | 1
1737 | 24.4 | 23 |  |  |  |  | 1
1738 | 26.7 | 23 |  |  |  |  | 1
1739 | 27.5 | 23 |  |  |  |  | 1
1740 | 27.3 | 23 |  |  |  |  | 1
1741 | 29.4 | 23.6 |  |  |  |  | 1
1742 | 31.7 | 25.9 |  |  |  |  | 1
1743 | 31.4 | 25.5 |  |  |  |  | 1
1744 | 32.6 | 26.8 |  |  |  |  | 1
1745 | 31.9 | 26.1 |  |  |  |  | 1
1746 | 32.1 | 26.3 |  |  |  |  | 1
1747 | 30 | 24.1 |  |  |  |  | 1
1748 | 31.6 | 25.7 |  |  |  |  | 1
1749 | 24.9 | 23 |  |  |  |  | 1
1750 | 24.8 | 23 |  |  |  |  | 1
1751 | 23.6 | 23 |  |  |  |  | 1
1752 | 24.7 | 23 |  |  |  |  | 1
1753 | 23.2 | 23 |  |  |  |  | 1
1754 | 20.8 | 23 |  |  |  |  | 1
1755 | 23 | 23 |  |  |  |  | 1
1756 | 22.2 | 23 |  |  |  |  | 1
1757 | 21.3 | 23 |  |  |  |  | 1
1758 | 21 | 23 |  |  |  |  | 1
1759 | 20.9 | 23 |  |  |  |  | 1
1760 | 24.9 | 23 |  |  |  |  | 1
1761 | 24.7 | 23 |  |  |  |  | 1
1762 | 28.2 | 23 |  |  |  |  | 1
1763 | 27.6 | 23 |  |  |  |  | 1
1764 | 30.7 | 24.9 |  |  |  |  | 1
1765 | 29.9 | 24.1 |  |  |  |  | 1
1766 | 32.5 | 26.7 |  |  |  |  | 1
1767 | 33.2 | 27.4 |  |  |  |  | 1
1768 | 32.5 | 26.7 |  |  |  |  | 1
1769 | 31.7 | 25.9 |  |  |  |  | 1
1770 | 33.5 | 27.5 |  |  |  |  | 1
1771 | 31 | 25.2 |  |  |  |  | 1
1772 | 28.6 | 23 |  |  |  |  | 1
1773 | 27.7 | 23 |  |  |  |  | 1
1774 | 25.2 | 23 |  |  |  |  | 1
1775 | 24.4 | 23 |  |  |  |  | 1
1776 | 25.3 | 23 |  |  |  |  | 1
1777 | 22.8 | 23 |  |  |  |  | 1
1778 | 24.5 | 23 |  |  |  |  | 1
1779 | 20.8 | 23 |  |  |  |  | 1
1780 | 18.2 | 23 |  |  |  |  | 1
1781 | 19.8 | 23 |  |  |  |  | 1
1782 | 23 | 23 |  |  |  |  | 1
1783 | 22.9 | 23 |  |  |  |  | 1
1784 | 25.2 | 23 |  |  |  |  | 1
1785 | 25.2 | 23 |  |  |  |  | 1
1786 | 25.5 | 23 |  |  |  |  | 1
1787 | 28.5 | 23 |  |  |  |  | 1
1788 | 29.9 | 24.2 |  |  |  |  | 1
1789 | 30.7 | 24.9 |  |  |  |  | 1
1790 | 30.3 | 24.6 |  |  |  |  | 1
1791 | 33.6 | 27.5 |  |  |  |  | 1
1792 | 34 | 27.5 |  |  |  |  | 1
1793 | 30.4 | 24.7 |  |  |  |  | 1
1794 | 30.5 | 24.8 |  |  |  |  | 1
1795 | 31 | 25.2 |  |  |  |  | 1
1796 | 28.8 | 23.1 |  |  |  |  | 1
1797 | 27.5 | 23 |  |  |  |  | 1
1798 | 27.8 | 23 |  |  |  |  | 1
1799 | 24.5 | 23 |  |  |  |  | 1
1800 | 25 | 23 |  |  |  |  | 1
1801 | 22.8 | 23 |  |  |  |  | 1
1802 | 20.1 | 23 |  |  |  |  | 1
1803 | 21.3 | 23 |  |  |  |  | 1
1804 | 21.6 | 23 |  |  |  |  | 1
1805 | 20.9 | 23 |  |  |  |  | 1
1806 | 24.3 | 23 |  |  |  |  | 1
1807 | 24 | 23 |  |  |  |  | 1
1808 | 23.7 | 23 |  |  |  |  | 1
1809 | 25.3 | 23 |  |  |  |  | 1
1810 | 27.4 | 23 |  |  |  |  | 1
1811 | 27.9 | 23 |  |  |  |  | 1
1812 | 29.3 | 23.6 |  |  |  |  | 1
1813 | 30.5 | 24.8 |  |  |  |  | 1
1814 | 32.2 | 26.5 |  |  |  |  | 1
1815 | 33.2 | 27.5 |  |  |  |  | 1
1816 | 34.6 | 27.5 |  |  |  |  | 1
1817 | 32 | 26.3 |  |  |  |  | 1
1818 | 30.6 | 24.9 |  |  |  |  | 1
1819 | 28.4 | 23 |  |  |  |  | 1
1820 | 30.2 | 24.5 |  |  |  |  | 1
1821 | 26.2 | 23 |  |  |  |  | 1
1822 | 27.5 | 23 |  |  |  |  | 1
1823 | 26.5 | 23 |  |  |  |  | 1
1824 | 25.5 | 23 |  |  |  |  | 1
1825 | 23.5 | 23 |  |  |  |  | 1
1826 | 19.4 | 23 |  |  |  |  | 1
1827 | 20.7 | 23 |  |  |  |  | 1
1828 | 21.4 | 23 |  |  |  |  | 1
1829 | 21.3 | 23 |  |  |  |  | 1
1830 | 22.2 | 23 |  |  |  |  | 1
1831 | 22.7 | 23 |  |  |  |  | 1
1832 | 26.5 | 23 |  |  |  |  | 1
1833 | 25.1 | 23 |  |  |  |  | 1
1834 | 25.1 | 23 |  |  |  |  | 1
1835 | 27 | 23 |  |  |  |  | 1
1836 | 31.4 | 25.7 |  |  |  |  | 1
1837 | 31.4 | 25.7 |  |  |  |  | 1
1838 | 31.2 | 25.6 |  |  |  |  | 1
1839 | 32.1 | 26.5 |  |  |  |  | 1
1840 | 31.6 | 25.9 |  |  |  |  | 1
1841 | 32.8 | 27.1 |  |  |  |  | 1
1842 | 30.2 | 24.6 |  |  |  |  | 1
1843 | 29.2 | 23.6 |  |  |  |  | 1
1844 | 27.4 | 23 |  |  |  |  | 1
1845 | 26.9 | 23 |  |  |  |  | 1
1846 | 27.4 | 23 |  |  |  |  | 1
1847 | 27 | 23 |  |  |  |  | 1
1848 | 25.1 | 23 |  |  |  |  | 1
1849 | 22.4 | 23 |  |  |  |  | 1
1850 | 20.9 | 23 |  |  |  |  | 1
1851 | 20.8 | 23 |  |  |  |  | 1
1852 | 23 | 23 |  |  |  |  | 1
1853 | 22.6 | 23 |  |  |  |  | 1
1854 | 21.7 | 23 |  |  |  |  | 1
1855 | 22.2 | 23 |  |  |  |  | 1
1856 | 24.1 | 23 |  |  |  |  | 1
1857 | 26.6 | 23 |  |  |  |  | 1
1858 | 27.8 | 23 |  |  |  |  | 1
1859 | 26.6 | 23 |  |  |  |  | 1
1860 | 28.5 | 23 |  |  |  |  | 1
1861 | 32.1 | 26.5 |  |  |  |  | 1
1862 | 32 | 26.4 |  |  |  |  | 1
1863 | 30.2 | 24.5 |  |  |  |  | 1
1864 | 30.5 | 24.8 |  |  |  |  | 1
1865 | 32.1 | 26.5 |  |  |  |  | 1
1866 | 29.5 | 23.9 |  |  |  |  | 1
1867 | 30.2 | 24.6 |  |  |  |  | 1
1868 | 29.6 | 23.9 |  |  |  |  | 1
1869 | 27.2 | 23 |  |  |  |  | 1
1870 | 27.4 | 23 |  |  |  |  | 1
1871 | 24.1 | 23 |  |  |  |  | 1
1872 | 22.9 | 23 |  |  |  |  | 1
1873 | 22.1 | 23 |  |  |  |  | 1
1874 | 22.2 | 23 |  |  |  |  | 1
1875 | 20.8 | 23 |  |  |  |  | 1
1876 | 20.7 | 23 |  |  |  |  | 1
1877 | 22.6 | 23 |  |  |  |  | 1
1878 | 22.8 | 23 |  |  |  |  | 1
1879 | 23.3 | 23 |  |  |  |  | 1
1880 | 23 | 23 |  |  |  |  | 1
1881 | 25.9 | 23 |  |  |  |  | 1
1882 | 25.8 | 23 |  |  |  |  | 1
1883 | 28.9 | 23.3 |  |  |  |  | 1
1884 | 30.7 | 25.1 |  |  |  |  | 1
1885 | 28.9 | 23.3 |  |  |  |  | 1
1886 | 31.9 | 26.3 |  |  |  |  | 1
1887 | 33.9 | 27.5 |  |  |  |  | 1
1888 | 31.6 | 26.1 |  |  |  |  | 1
1889 | 30.3 | 24.7 |  |  |  |  | 1
1890 | 31.2 | 25.7 |  |  |  |  | 1
1891 | 28.5 | 23 |  |  |  |  | 1
1892 | 32.5 | 27 |  |  |  |  | 1
1893 | 27.9 | 23 |  |  |  |  | 1
1894 | 26.3 | 23 |  |  |  |  | 1
1895 | 23.8 | 23 |  |  |  |  | 1
1896 | 25.3 | 23 |  |  |  |  | 1
1897 | 22.4 | 23 |  |  |  |  | 1
1898 | 22.9 | 23 |  |  |  |  | 1
1899 | 21.2 | 23 |  |  |  |  | 1
1900 | 21.1 | 23 |  |  |  |  | 1
1901 | 17.2 | 23 |  |  |  |  | 1
1902 | 20.9 | 23 |  |  |  |  | 1
1903 | 23.5 | 23 |  |  |  |  | 1
1904 | 23 | 23 |  |  |  |  | 1
1905 | 23.7 | 23 |  |  |  |  | 1
1906 | 27.4 | 23 |  |  |  |  | 1
1907 | 27.3 | 23 |  |  |  |  | 1
1908 | 29.6 | 24.1 |  |  |  |  | 1
1909 | 32.3 | 26.8 |  |  |  |  | 1
1910 | 33.4 | 27.5 |  |  |  |  | 1
1911 | 33.1 | 27.5 |  |  |  |  | 1
1912 | 33.9 | 27.5 |  |  |  |  | 1
1913 | 32.4 | 26.8 |  |  |  |  | 1
1914 | 32.8 | 27.3 |  |  |  |  | 1
1915 | 30.8 | 25.3 |  |  |  |  | 1
1916 | 28.8 | 23.3 |  |  |  |  | 1
1917 | 28 | 23 |  |  |  |  | 1
1918 | 24.7 | 23 |  |  |  |  | 1
1919 | 26.2 | 23 |  |  |  |  | 1
1920 | 24.5 | 23 |  |  |  |  | 1
1921 | 22.1 | 23 |  |  |  |  | 1
1922 | 22.2 | 23 |  |  |  |  | 1
1923 | 19.4 | 23 |  |  |  |  | 1
1924 | 21.5 | 23 |  |  |  |  | 1
1925 | 19.4 | 23 |  |  |  |  | 1
1926 | 22 | 23 |  |  |  |  | 1
1927 | 21.7 | 23 |  |  |  |  | 1
1928 | 24.9 | 23 |  |  |  |  | 1
1929 | 26.4 | 23 |  |  |  |  | 1
1930 | 26.2 | 23 |  |  |  |  | 1
1931 | 27.6 | 23 |  |  |  |  | 1
1932 | 29.8 | 24.3 |  |  |  |  | 1
1933 | 29.2 | 23.8 |  |  |  |  | 1
1934 | 31.8 | 26.3 |  |  |  |  | 1
1935 | 30.1 | 24.6 |  |  |  |  | 1
1936 | 31.5 | 26 |  |  |  |  | 1
1937 | 31.4 | 25.9 |  |  |  |  | 1
1938 | 32 | 26.6 |  |  |  |  | 1
1939 | 30.2 | 24.8 |  |  |  |  | 1
1940 | 30.5 | 25 |  |  |  |  | 1
1941 | 29.1 | 23.6 |  |  |  |  | 1
1942 | 26.7 | 23 |  |  |  |  | 1
1943 | 23.6 | 23 |  |  |  |  | 1
1944 | 23 | 23 |  |  |  |  | 1
1945 | 23.1 | 23 |  |  |  |  | 1
1946 | 23.2 | 23 |  |  |  |  | 1
1947 | 21.9 | 23 |  |  |  |  | 1
1948 | 21.7 | 23 |  |  |  |  | 1
1949 | 20.9 | 23 |  |  |  |  | 1
1950 | 19.6 | 23 |  |  |  |  | 1
1951 | 22.1 | 23 |  |  |  |  | 1
1952 | 24.2 | 23 |  |  |  |  | 1
1953 | 23.7 | 23 |  |  |  |  | 1
1954 | 26.5 | 23 |  |  |  |  | 1
1955 | 29.8 | 24.3 |  |  |  |  | 1
1956 | 30.1 | 24.7 |  |  |  |  | 1
1957 | 32 | 26.6 |  |  |  |  | 1
1958 | 31.2 | 25.7 |  |  |  |  | 1
1959 | 34 | 27.5 |  |  |  |  | 1
1960 | 31 | 25.5 |  |  |  |  | 1
1961 | 32.8 | 27.3 |  |  |  |  | 1
1962 | 30.8 | 25.4 |  |  |  |  | 1
1963 | 30.8 | 25.3 |  |  |  |  | 1
1964 | 28.6 | 23.2 |  |  |  |  | 1
1965 | 27.2 | 23 |  |  |  |  | 1
1966 | 25.1 | 23 |  |  |  |  | 1
1967 | 26 | 23 |  |  |  |  | 1
1968 | 23.5 | 23 |  |  |  |  | 1
1969 | 22.4 | 23 |  |  |  |  | 1
1970 | 22.5 | 23 |  |  |  |  | 1
1971 | 23.4 | 23 |  |  |  |  | 1
1972 | 23.2 | 23 |  |  |  |  | 1
1973 | 19 | 23 |  |  |  |  | 1
1974 | 22 | 23 |  |  |  |  | 1
1975 | 22.7 | 23 |  |  |  |  | 1
1976 | 24.8 | 23 |  |  |  |  | 1
1977 | 27 | 23 |  |  |  |  | 1
1978 | 27 | 23 |  |  |  |  | 1
1979 | 29.9 | 24.5 |  |  |  |  | 1
1980 | 28.2 | 23 |  |  |  |  | 1
1981 | 32.2 | 26.8 |  |  |  |  | 1
1982 | 33 | 27.5 |  |  |  |  | 1
1983 | 30.5 | 25.1 |  |  |  |  | 1
1984 | 32.4 | 27 |  |  |  |  | 1
1985 | 31.9 | 26.5 |  |  |  |  | 1
1986 | 33.1 | 27.5 |  |  |  |  | 1
1987 | 31.2 | 25.8 |  |  |  |  | 1
1988 | 29.5 | 24.2 |  |  |  |  | 1
1989 | 27.9 | 23 |  |  |  |  | 1
1990 | 26.6 | 23 |  |  |  |  | 1
1991 | 27.5 | 23 |  |  |  |  | 1
1992 | 24.4 | 23 |  |  |  |  | 1
1993 | 22.6 | 23 |  |  |  |  | 1
1994 | 24.3 | 23 |  |  |  |  | 1
1995 | 22.5 | 23 |  |  |  |  | 1
1996 | 21.1 | 23 |  |  |  |  | 1
1997 | 22.2 | 23 |  |  |  |  | 1
1998 | 22.3 | 23 |  |  |  |  | 1
1999 | 23.7 | 23 |  |  |  |  | 1
2000 | 23.6 | 23 |  |  |  |  | 1
2001 | 25 | 23 |  |  |  |  | 1
2002 | 29.5 | 24.1 |  |  |  |  | 1
2003 | 27 | 23 |  |  |  |  | 1
2004 | 31.3 | 26 |  |  |  |  | 1
2005 | 30.6 | 25.3 |  |  |  |  | 1
2006 | 33.8 | 27.5 |  |  |  |  | 1
2007 | 31.8 | 26.4 |  |  |  |  | 1
2008 | 31.7 | 26.3 |  |  |  |  | 1
2009 | 32 | 26.7 |  |  |  |  | 1
2010 | 31 | 25.6 |  |  |  |  | 1
2011 | 29.8 | 24.4 |  |  |  |  | 1
2012 | 29.5 | 24.1 |  |  |  |  | 1
2013 | 26.9 | 23 |  |  |  |  | 1
2014 | 24.3 | 23 |  |  |  |  | 1
2015 | 24.6 | 23 |  |  |  |  | 1
2016 | 25.2 | 23 |  |  |  |  | 1
2017 | 22 | 23 |  |  |  |  | 1
2018 | 19.7 | 23 |  |  |  |  | 1
2019 | 22.1 | 23 |  |  |  |  | 1
2020 | 22.3 | 23 |  |  |  |  | 1
2021 | 18.9 | 23 |  |  |  |  | 1
2022 | 21.9 | 23 |  |  |  |  | 1
2023 | 21.4 | 23 |  |  |  |  | 1
2024 | 24.1 | 23 |  |  |  |  | 1
2025 | 25.8 | 23 |  |  |  |  | 1
2026 | 26.3 | 23 |  |  |  |  | 1
2027 | 29.3 | 24 |  |  |  |  | 1
2028 | 28.2 | 23 |  |  |  |  | 1
2029 | 31 | 25.7 |  |  |  |  | 1
2030 | 33.4 | 27.5 |  |  |  |  | 1
2031 | 32.3 | 27 |  |  |  |  | 1
2032 | 30.2 | 24.9 |  |  |  |  | 1
2033 | 33.2 | 27.5 |  |  |  |  | 1
2034 | 31.8 | 26.5 |  |  |  |  | 1
2035 | 31.4 | 26.1 |  |  |  |  | 1
2036 | 28.3 | 23 |  |  |  |  | 1
2037 | 27 | 23 |  |  |  |  | 1
2038 | 27.6 | 23 |  |  |  |  | 1
2039 | 25.5 | 23 |  |  |  |  | 1
2040 | 22.5 | 23 |  |  |  |  | 1
2041 | 22.4 | 23 |  |  |  |  | 1
2042 | 21.7 | 23 |  |  |  |  | 1
2043 | 25.7 | 23 |  |  |  |  | 1
2044 | 22.8 | 23 |  |  |  |  | 1
2045 | 22.1 | 23 |  |  |  |  | 1
2046 | 23.6 | 23 |  |  |  |  | 1
2047 | 22.5 | 23 |  |  |  |  | 1
2048 | 22.9 | 23 |  |  |  |  | 1
2049 | 26.2 | 23 |  |  |  |  | 1
2050 | 25.4 | 23 |  |  |  |  | 1
2051 | 27.1 | 23 |  |  |  |  | 1
2052 | 29.4 | 24.1 |  |  |  |  | 1
2053 | 31.1 | 25.9 |  |  |  |  | 1
2054 | 32.3 | 27.1 |  |  |  |  | 1
2055 | 30.1 | 24.9 |  |  |  |  | 1
2056 | 32.8 | 27.5 |  |  |  |  | 1
2057 | 33.9 | 27.5 |  |  |  |  | 1
2058 | 29.5 | 24.2 |  |  |  |  | 1
2059 | 30.3 | 25.1 |  |  |  |  | 1
2060 | 29.8 | 24.5 |  |  |  |  | 1
2061 | 29.5 | 24.3 |  |  |  |  | 1
2062 | 26.2 | 23 |  |  |  |  | 1
2063 | 27.2 | 23 |  |  |  |  | 1
2064 | 24.4 | 23 |  |  |  |  | 1
2065 | 21.5 | 23 |  |  |  |  | 1
2066 | 23.1 | 23 |  |  |  |  | 1
2067 | 24.3 | 23 |  |  |  |  | 1
2068 | 21.4 | 23 |  |  |  |  | 1
2069 | 21.7 | 23 |  |  |  |  | 1
2070 | 21.6 | 23 |  |  |  |  | 1
2071 | 22.1 | 23 |  |  |  |  | 1
2072 | 22.7 | 23 |  |  |  |  | 1
2073 | 24.8 | 23 |  |  |  |  | 1
2074 | 28.4 | 23.2 |  |  |  |  | 1
2075 | 27.6 | 23 |  |  |  |  | 1
2076 | 29.3 | 24.1 |  |  |  |  | 1
2077 | 30 | 24.8 |  |  |  |  | 1
2078 | 34.1 | 27.5 |  |  |  |  | 1
2079 | 32.3 | 27.1 |  |  |  |  | 1
2080 | 31.3 | 26.1 |  |  |  |  | 1
2081 | 33.7 | 27.5 |  |  |  |  | 1
2082 | 30.1 | 24.9 |  |  |  |  | 1
2083 | 32.6 | 27.4 |  |  |  |  | 1
2084 | 27.5 | 23 |  |  |  |  | 1
2085 | 26 | 23 |  |  |  |  | 1
2086 | 27.8 | 23 |  |  |  |  | 1
2087 | 25.5 | 23 |  |  |  |  | 1
2088 | 25.2 | 23 |  |  |  |  | 1
2089 | 23.7 | 23 |  |  |  |  | 1
2090 | 21.9 | 23 |  |  |  |  | 1
2091 | 22.3 | 23 |  |  |  |  | 1
2092 | 20.7 | 23 |  |  |  |  | 1
2093 | 22.7 | 23 |  |  |  |  | 1
2094 | 22.3 | 23 |  |  |  |  | 1
2095 | 23.3 | 23 |  |  |  |  | 1
2096 | 25.1 | 23 |  |  |  |  | 1
2097 | 26.6 | 23 |  |  |  |  | 1
2098 | 26 | 23 |  |  |  |  | 1
2099 | 28.5 | 23.3 |  |  |  |  | 1
2100 | 31.5 | 26.4 |  |  |  |  | 1
2101 | 33.8 | 27.5 |  |  |  |  | 1
2102 | 32.4 | 27.3 |  |  |  |  | 1
2103 | 31.8 | 26.6 |  |  |  |  | 1
2104 | 31.4 | 26.3 |  |  |  |  | 1
2105 | 32.9 | 27.5 |  |  |  |  | 1
2106 | 30.9 | 25.8 |  |  |  |  | 1
2107 | 29.3 | 24.1 |  |  |  |  | 1
2108 | 28.3 | 23.1 |  |  |  |  | 1
2109 | 29.8 | 24.6 |  |  |  |  | 1
2110 | 27.7 | 23 |  |  |  |  | 1
2111 | 25.6 | 23 |  |  |  |  | 1
2112 | 23.7 | 23 |  |  |  |  | 1
2113 | 22.2 | 23 |  |  |  |  | 1
2114 | 22 | 23 |  |  |  |  | 1
2115 | 21.2 | 23 |  |  |  |  | 1
2116 | 22.7 | 23 |  |  |  |  | 1
2117 | 21.3 | 23 |  |  |  |  | 1
2118 | 21.1 | 23 |  |  |  |  | 1
2119 | 24.5 | 23 |  |  |  |  | 1
2120 | 24 | 23 |  |  |  |  | 1
2121 | 24.6 | 23 |  |  |  |  | 1
2122 | 26.7 | 23 |  |  |  |  | 1
2123 | 25.9 | 23 |  |  |  |  | 1
2124 | 31.4 | 26.3 |  |  |  |  | 1
2125 | 29.5 | 24.4 |  |  |  |  | 1
2126 | 30.7 | 25.6 |  |  |  |  | 1
2127 | 32.6 | 27.5 |  |  |  |  | 1
2128 | 33.4 | 27.5 |  |  |  |  | 1
2129 | 34 | 27.5 |  |  |  |  | 1
2130 | 31.8 | 26.7 |  |  |  |  | 1
2131 | 29.9 | 24.8 |  |  |  |  | 1
2132 | 30.8 | 25.7 |  |  |  |  | 1
2133 | 28 | 23 |  |  |  |  | 1
2134 | 26 | 23 |  |  |  |  | 1
2135 | 25.7 | 23 |  |  |  |  | 1
2136 | 23 | 23 |  |  |  |  | 1
2137 | 23.6 | 23 |  |  |  |  | 1
2138 | 21.8 | 23 |  |  |  |  | 1
2139 | 22.3 | 23 |  |  |  |  | 1
2140 | 22.3 | 23 |  |  |  |  | 1
2141 | 20.7 | 23 |  |  |  |  | 1
2142 | 22.1 | 23 |  |  |  |  | 1
2143 | 21.7 | 23 |  |  |  |  | 1
2144 | 23.8 | 23 |  |  |  |  | 1
2145 | 25.3 | 23 |  |  |  |  | 1
2146 | 27.9 | 23 |  |  |  |  | 1
2147 | 27.8 | 23 |  |  |  |  | 1
2148 | 29.6 | 24.6 |  |  |  |  | 1
2149 | 28.1 | 23.1 |  |  |  |  | 1
2150 | 30.8 | 25.8 |  |  |  |  | 1
2151 | 32.8 | 27.5 |  |  |  |  | 1
2152 | 33.7 | 27.5 |  |  |  |  | 1
2153 | 32.2 | 27.1 |  |  |  |  | 1
2154 | 32.7 | 27.5 |  |  |  |  | 1
2155 | 32 | 27 |  |  |  |  | 1
2156 | 29.8 | 24.8 |  |  |  |  | 1
2157 | 28.4 | 23.3 |  |  |  |  | 1
2158 | 26.9 | 23 |  |  |  |  | 1
2159 | 25.7 | 23 |  |  |  |  | 1
2160 | 23.3 | 23 |  |  |  |  | 1
2161 | 22.5 | 23 |  |  |  |  | 1
2162 | 19 | 23 |  |  |  |  | 1
2163 | 20.9 | 23 |  |  |  |  | 1
2164 | 22.9 | 23 |  |  |  |  | 1
2165 | 23.2 | 23 |  |  |  |  | 1
2166 | 23.8 | 23 |  |  |  |  | 1
2167 | 24.1 | 23 |  |  |  |  | 1
2168 | 25.5 | 23 |  |  |  |  | 1
2169 | 26.1 | 23 |  |  |  |  | 1
2170 | 25 | 23 |  |  |  |  | 1
2171 | 29.1 | 24.1 |  |  |  |  | 1
2172 | 29.3 | 24.3 |  |  |  |  | 1
2173 | 33 | 27.5 |  |  |  |  | 1
2174 | 31.6 | 26.5 |  |  |  |  | 1
2175 | 31 | 26 |  |  |  |  | 1
2176 | 31.7 | 26.7 |  |  |  |  | 1
2177 | 32.7 | 27.5 |  |  |  |  | 1
2178 | 30.7 | 25.6 |  |  |  |  | 1
2179 | 31 | 26 |  |  |  |  | 1
2180 | 30 | 25 |  |  |  |  | 1
2181 | 28.3 | 23.3 |  |  |  |  | 1
2182 | 28.6 | 23.6 |  |  |  |  | 1
2183 | 25.6 | 23 |  |  |  |  | 1
2184 | 21.3 | 23 |  |  |  |  | 1
2185 | 22.9 | 23 |  |  |  |  | 1
2186 | 23.8 | 23 |  |  |  |  | 1
2187 | 23.2 | 23 |  |  |  |  | 1
2188 | 20.4 | 23 |  |  |  |  | 1
2189 | 22.5 | 23 |  |  |  |  | 1
2190 | 23.4 | 23 |  |  |  |  | 1
2191 | 21.7 | 23 |  |  |  |  | 1
2192 | 25.8 | 23 |  |  |  |  | 1
2193 | 25 | 23 |  |  |  |  | 1
2194 | 25.9 | 23 |  |  |  |  | 1
2195 | 26.1 | 23 |  |  |  |  | 1
2196 | 31.3 | 26.3 |  |  |  |  | 1
2197 | 30.6 | 25.7 |  |  |  |  | 1
2198 | 32.8 | 27.5 |  |  |  |  | 1
2199 | 29.2 | 24.3 |  |  |  |  | 1
2200 | 33.2 | 27.5 |  |  |  |  | 1
2201 | 33.4 | 27.5 |  |  |  |  | 1
2202 | 32.9 | 27.5 |  |  |  |  | 1
2203 | 32.1 | 27.1 |  |  |  |  | 1
2204 | 29.5 | 24.6 |  |  |  |  | 1
2205 | 27.6 | 23 |  |  |  |  | 1
2206 | 28.5 | 23.5 |  |  |  |  | 1
2207 | 24.8 | 23 |  |  |  |  | 1
2208 | 22.2 | 23 |  |  |  |  | 1
2209 | 21.8 | 23 |  |  |  |  | 1
2210 | 22.1 | 23 |  |  |  |  | 1
2211 | 18.9 | 23 |  |  |  |  | 1
2212 | 20.4 | 23 |  |  |  |  | 1
2213 | 20.3 | 23 |  |  |  |  | 1
2214 | 23.6 | 23 |  |  |  |  | 1
2215 | 23.7 | 23 |  |  |  |  | 1
2216 | 23 | 23 |  |  |  |  | 1
2217 | 26.5 | 23 |  |  |  |  | 1
2218 | 27.1 | 23 |  |  |  |  | 1
2219 | 29.7 | 24.7 |  |  |  |  | 1
2220 | 31.2 | 26.3 |  |  |  |  | 1
2221 | 31.2 | 26.3 |  |  |  |  | 1
2222 | 31.1 | 26.2 |  |  |  |  | 1
2223 | 33.9 | 27.5 |  |  |  |  | 1
2224 | 30.4 | 25.4 |  |  |  |  | 1
2225 | 33.7 | 27.5 |  |  |  |  | 1
2226 | 30.5 | 25.6 |  |  |  |  | 1
2227 | 29.4 | 24.5 |  |  |  |  | 1
2228 | 29.6 | 24.7 |  |  |  |  | 1
2229 | 28.6 | 23.7 |  |  |  |  | 1
2230 | 27.5 | 23 |  |  |  |  | 1
2231 | 26.2 | 23 |  |  |  |  | 1
2232 | 24.7 | 23 |  |  |  |  | 1
2233 | 21.5 | 23 |  |  |  |  | 1
2234 | 22.4 | 23 |  |  |  |  | 1
2235 | 21.2 | 23 |  |  |  |  | 1
2236 | 22.7 | 23 |  |  |  |  | 1
2237 | 20.5 | 23 |  |  |  |  | 1
2238 | 23.8 | 23 |  |  |  |  | 1
2239 | 22.6 | 23 |  |  |  |  | 1
2240 | 24.6 | 23 |  |  |  |  | 1
2241 | 26.1 | 23 |  |  |  |  | 1
2242 | 27.9 | 23.1 |  |  |  |  | 1
2243 | 28.6 | 23.7 |  |  |  |  | 1
2244 | 29.4 | 24.5 |  |  |  |  | 1
2245 | 32.4 | 27.5 |  |  |  |  | 1
2246 | 30.5 | 25.7 |  |  |  |  | 1
2247 | 31.4 | 26.5 |  |  |  |  | 1
2248 | 30.8 | 25.9 |  |  |  |  | 1
2249 | 30.9 | 26.1 |  |  |  |  | 1
2250 | 32.5 | 27.5 |  |  |  |  | 1
2251 | 30.7 | 25.9 |  |  |  |  | 1
2252 | 30 | 25.1 |  |  |  |  | 1
2253 | 30.4 | 25.5 |  |  |  |  | 1
2254 | 27.1 | 23 |  |  |  |  | 1
2255 | 23.2 | 23 |  |  |  |  | 1
2256 | 24.3 | 23 |  |  |  |  | 1
2257 | 23.5 | 23 |  |  |  |  | 1
2258 | 21.4 | 23 |  |  |  |  | 1
2259 | 22.2 | 23 |  |  |  |  | 1
2260 | 19.4 | 23 |  |  |  |  | 1
2261 | 21 | 23 |  |  |  |  | 1
2262 | 20.7 | 23 |  |  |  |  | 1
2263 | 24.5 | 23 |  |  |  |  | 1
2264 | 23.5 | 23 |  |  |  |  | 1
2265 | 25.2 | 23 |  |  |  |  | 1
2266 | 28 | 23.2 |  |  |  |  | 1
2267 | 27.5 | 23 |  |  |  |  | 1
2268 | 31.1 | 26.3 |  |  |  |  | 1
2269 | 31.8 | 27 |  |  |  |  | 1
2270 | 31.8 | 27 |  |  |  |  | 1
2271 | 31.6 | 26.8 |  |  |  |  | 1
2272 | 32.9 | 27.5 |  |  |  |  | 1
2273 | 31.2 | 26.4 |  |  |  |  | 1
2274 | 32.4 | 27.5 |  |  |  |  | 1
2275 | 29.8 | 25 |  |  |  |  | 1
2276 | 30.5 | 25.7 |  |  |  |  | 1
2277 | 30.1 | 25.3 |  |  |  |  | 1
2278 | 27.2 | 23 |  |  |  |  | 1
2279 | 25.2 | 23 |  |  |  |  | 1
2280 | 23.5 | 23 |  |  |  |  | 1
2281 | 22.8 | 23 |  |  |  |  | 1
2282 | 21.4 | 23 |  |  |  |  | 1
2283 | 21.4 | 23 |  |  |  |  | 1
2284 | 22 | 23 |  |  |  |  | 1
2285 | 22.9 | 23 |  |  |  |  | 1
2286 | 22.2 | 23 |  |  |  |  | 1
2287 | 23.1 | 23 |  |  |  |  | 1
2288 | 24.3 | 23 |  |  |  |  | 1
2289 | 26.2 | 23 |  |  |  |  | 1
2290 | 25.9 | 23 |  |  |  |  | 1
2291 | 26.4 | 23 |  |  |  |  | 1
2292 | 29 | 24.3 |  |  |  |  | 1
2293 | 28.9 | 24.1 |  |  |  |  | 1
2294 | 31.3 | 26.5 |  |  |  |  | 1
2295 | 33.8 | 27.5 |  |  |  |  | 1
2296 | 31 | 26.2 |  |  |  |  | 1
2297 | 32.4 | 27.5 |  |  |  |  | 1
2298 | 30.2 | 25.4 |  |  |  |  | 1
2299 | 29.5 | 24.7 |  |  |  |  | 1
2300 | 31.7 | 26.9 |  |  |  |  | 1
2301 | 28.3 | 23.5 |  |  |  |  | 1
2302 | 27.8 | 23 |  |  |  |  | 1
2303 | 25.1 | 23 |  |  |  |  | 1
2304 | 24.9 | 23 |  |  |  |  | 1
2305 | 24.8 | 23 |  |  |  |  | 1
2306 | 22.8 | 23 |  |  |  |  | 1
2307 | 21.2 | 23 |  |  |  |  | 1
2308 | 21.3 | 23 |  |  |  |  | 1
2309 | 20.2 | 23 |  |  |  |  | 1
2310 | 23.2 | 23 |  |  |  |  | 1
2311 | 22.3 | 23 |  |  |  |  | 1
2312 | 24.7 | 23 |  |  |  |  | 1
2313 | 28.5 | 23.8 |  |  |  |  | 1
2314 | 26.8 | 23 |  |  |  |  | 1
2315 | 29.4 | 24.7 |  |  |  |  | 1
2316 | 30.4 | 25.6 |  |  |  |  | 1
2317 | 31.4 | 26.6 |  |  |  |  | 1
2318 | 32.9 | 27.5 |  |  |  |  | 1
2319 | 32.4 | 27.5 |  |  |  |  | 1
2320 | 32.1 | 27.4 |  |  |  |  | 1
2321 | 30 | 25.2 |  |  |  |  | 1
2322 | 32.5 | 27.5 |  |  |  |  | 1
2323 | 32.3 | 27.5 |  |  |  |  | 1
2324 | 30.5 | 25.8 |  |  |  |  | 1
2325 | 29.2 | 24.5 |  |  |  |  | 1
2326 | 27.5 | 23 |  |  |  |  | 1
2327 | 22.8 | 23 |  |  |  |  | 1
2328 | 22.4 | 23 |  |  |  |  | 1
2329 | 22.3 | 23 |  |  |  |  | 1
2330 | 21 | 23 |  |  |  |  | 1
2331 | 21.8 | 23 |  |  |  |  | 1
2332 | 20.6 | 23 |  |  |  |  | 1
2333 | 23.4 | 23 |  |  |  |  | 1
2334 | 23 | 23 |  |  |  |  | 1
2335 | 22.8 | 23 |  |  |  |  | 1
2336 | 24.2 | 23 |  |  |  |  | 1
2337 | 25.5 | 23 |  |  |  |  | 1
2338 | 28.4 | 23.7 |  |  |  |  | 1
2339 | 29.7 | 25 |  |  |  |  | 1
2340 | 28 | 23.4 |  |  |  |  | 1
2341 | 28.1 | 23.4 |  |  |  |  | 1
2342 | 32.8 | 27.5 |  |  |  |  | 1
2343 | 31.1 | 26.5 |  |  |  |  | 1
2344 | 33.2 | 27.5 |  |  |  |  | 1
2345 | 33.6 | 27.5 |  |  |  |  | 1
2346 | 30.2 | 25.5 |  |  |  |  | 1
2347 | 32.5 | 27.5 |  |  |  |  | 1
2348 | 30.6 | 26 |  |  |  |  | 1
2349 | 27.8 | 23.2 |  |  |  |  | 1
2350 | 26.3 | 23 |  |  |  |  | 1
2351 | 26 | 23 |  |  |  |  | 1
2352 | 24.4 | 23 |  |  |  |  | 1
2353 | 22.8 | 23 |  |  |  |  | 1
2354 | 22.7 | 23 |  |  |  |  | 1
2355 | 23.3 | 23 |  |  |  |  | 1
2356 | 18.9 | 23 |  |  |  |  | 1
2357 | 23.6 | 23 |  |  |  |  | 1
2358 | 23.1 | 23 |  |  |  |  | 1
2359 | 24.5 | 23 |  |  |  |  | 1
2360 | 24.3 | 23 |  |  |  |  | 1
2361 | 24.7 | 23 |  |  |  |  | 1
2362 | 28 | 23.3 |  |  |  |  | 1
2363 | 28 | 23.4 |  |  |  |  | 1
2364 | 29.2 | 24.6 |  |  |  |  | 1
2365 | 32.2 | 27.5 |  |  |  |  | 1
2366 | 32.9 | 27.5 |  |  |  |  | 1
2367 | 32.2 | 27.5 |  |  |  |  | 1
2368 | 32.1 | 27.4 |  |  |  |  | 1
2369 | 32.6 | 27.5 |  |  |  |  | 1
2370 | 33.2 | 27.5 |  |  |  |  | 1
2371 | 28.9 | 24.3 |  |  |  |  | 1
2372 | 29.5 | 24.9 |  |  |  |  | 1
2373 | 26.2 | 23 |  |  |  |  | 1
2374 | 28.2 | 23.6 |  |  |  |  | 1
2375 | 26.1 | 23 |  |  |  |  | 1
2376 | 24.8 | 23 |  |  |  |  | 1
2377 | 23.1 | 23 |  |  |  |  | 1
2378 | 20.9 | 23 |  |  |  |  | 1
2379 | 22.8 | 23 |  |  |  |  | 1
2380 | 22.2 | 23 |  |  |  |  | 1
2381 | 23.3 | 23 |  |  |  |  | 1
2382 | 22.1 | 23 |  |  |  |  | 1
2383 | 21.3 | 23 |  |  |  |  | 1
2384 | 24.1 | 23 |  |  |  |  | 1
2385 | 24.5 | 23 |  |  |  |  | 1
2386 | 27.9 | 23.4 |  |  |  |  | 1
2387 | 28.9 | 24.3 |  |  |  |  | 1
2388 | 31.9 | 27.3 |  |  |  |  | 1
2389 | 32.9 | 27.5 |  |  |  |  | 1
2390 | 30.9 | 26.3 |  |  |  |  | 1
2391 | 32.4 | 27.5 |  |  |  |  | 1
2392 | 33 | 27.5 |  |  |  |  | 1
2393 | 29.9 | 25.3 |  |  |  |  | 1
2394 | 30.8 | 26.2 |  |  |  |  | 1
2395 | 30.3 | 25.7 |  |  |  |  | 1
2396 | 31.3 | 26.7 |  |  |  |  | 1
2397 | 27.7 | 23.1 |  |  |  |  | 1
2398 | 25.7 | 23 |  |  |  |  | 1
2399 | 26.5 | 23 |  |  |  |  | 1
2400 | 22.6 | 23 |  |  |  |  | 1
2401 | 21 | 23 |  |  |  |  | 1
2402 | 22 | 23 |  |  |  |  | 1
2403 | 22.6 | 23 |  |  |  |  | 1
2404 | 21.7 | 23 |  |  |  |  | 1
2405 | 22 | 23 |  |  |  |  | 1
2406 | 22.4 | 23 |  |  |  |  | 1
2407 | 23.4 | 23 |  |  |  |  | 1
2408 | 25.9 | 23 |  |  |  |  | 1
2409 | 23.8 | 23 |  |  |  |  | 1
2410 | 24.8 | 23 |  |  |  |  | 1
2411 | 28.5 | 24 |  |  |  |  | 1
2412 | 30.4 | 25.9 |  |  |  |  | 1
2413 | 32 | 27.5 |  |  |  |  | 1
2414 | 31.7 | 27.2 |  |  |  |  | 1
2415 | 33.2 | 27.5 |  |  |  |  | 1
2416 | 32.2 | 27.5 |  |  |  |  | 1
2417 | 32.2 | 27.5 |  |  |  |  | 1
2418 | 30.2 | 25.7 |  |  |  |  | 1
2419 | 30.6 | 26.1 |  |  |  |  | 1
2420 | 32.4 | 27.5 |  |  |  |  | 1
2421 | 29 | 24.5 |  |  |  |  | 1
2422 | 26.1 | 23 |  |  |  |  | 1
2423 | 26.9 | 23 |  |  |  |  | 1
2424 | 27.1 | 23 |  |  |  |  | 1
2425 | 25 | 23 |  |  |  |  | 1
2426 | 24 | 23 |  |  |  |  | 1
2427 | 22.7 | 23 |  |  |  |  | 1
2428 | 20.6 | 23 |  |  |  |  | 1
2429 | 22.3 | 23 |  |  |  |  | 1
2430 | 22.7 | 23 |  |  |  |  | 1
2431 | 24.5 | 23 |  |  |  |  | 1
2432 | 24.3 | 23 |  |  |  |  | 1
2433 | 26.3 | 23 |  |  |  |  | 1
2434 | 26.1 | 23 |  |  |  |  | 1
2435 | 26.7 | 23 |  |  |  |  | 1
2436 | 27.6 | 23.1 |  |  |  |  | 1
2437 | 29.3 | 24.8 |  |  |  |  | 1
2438 | 33.3 | 27.5 |  |  |  |  | 1
2439 | 32.4 | 27.5 |  |  |  |  | 1
2440 | 33.2 | 27.5 |  |  |  |  | 1
2441 | 34.3 | 27.5 |  |  |  |  | 1
2442 | 33.1 | 27.5 |  |  |  |  | 1
2443 | 30.3 | 25.8 |  |  |  |  | 1
2444 | 31 | 26.5 |  |  |  |  | 1
2445 | 27.9 | 23.4 |  |  |  |  | 1
2446 | 26.7 | 23 |  |  |  |  | 1
2447 | 28.3 | 23.8 |  |  |  |  | 1
2448 | 24.4 | 23 |  |  |  |  | 1
2449 | 26.4 | 23 |  |  |  |  | 1
2450 | 22.7 | 23 |  |  |  |  | 1
2451 | 22.2 | 23 |  |  |  |  | 1
2452 | 22.3 | 23 |  |  |  |  | 1
2453 | 23.6 | 23 |  |  |  |  | 1
2454 | 23.2 | 23 |  |  |  |  | 1
2455 | 22.7 | 23 |  |  |  |  | 1
2456 | 25.6 | 23 |  |  |  |  | 1
2457 | 27.1 | 23 |  |  |  |  | 1
2458 | 29 | 24.5 |  |  |  |  | 1
2459 | 29.7 | 25.3 |  |  |  |  | 1
2460 | 31.1 | 26.7 |  |  |  |  | 1
2461 | 31.8 | 27.4 |  |  |  |  | 1
2462 | 33.5 | 27.5 |  |  |  |  | 1
2463 | 31.2 | 26.8 |  |  |  |  | 1
2464 | 35.4 | 27.5 |  |  |  |  | 1
2465 | 33.4 | 27.5 |  |  |  |  | 1
2466 | 30.9 | 26.5 |  |  |  |  | 1
2467 | 30.4 | 26 |  |  |  |  | 1
2468 | 30.6 | 26.2 |  |  |  |  | 1
2469 | 30.4 | 26 |  |  |  |  | 1
2470 | 25.7 | 23 |  |  |  |  | 1
2471 | 25.1 | 23 |  |  |  |  | 1
2472 | 23.8 | 23 |  |  |  |  | 1
2473 | 23.9 | 23 |  |  |  |  | 1
2474 | 22.3 | 23 |  |  |  |  | 1
2475 | 23.1 | 23 |  |  |  |  | 1
2476 | 21.3 | 23 |  |  |  |  | 1
2477 | 20.7 | 23 |  |  |  |  | 1
2478 | 24.1 | 23 |  |  |  |  | 1
2479 | 21.3 | 23 |  |  |  |  | 1
2480 | 24.8 | 23 |  |  |  |  | 1
2481 | 24.8 | 23 |  |  |  |  | 1
2482 | 28.8 | 24.4 |  |  |  |  | 1
2483 | 29 | 24.7 |  |  |  |  | 1
2484 | 29.8 | 25.5 |  |  |  |  | 1
2485 | 33.3 | 27.5 |  |  |  |  | 1
2486 | 34.1 | 27.5 |  |  |  |  | 1
2487 | 31.3 | 27 |  |  |  |  | 1
2488 | 31.2 | 26.9 |  |  |  |  | 1
2489 | 33.1 | 27.5 |  |  |  |  | 1
2490 | 32.3 | 27.5 |  |  |  |  | 1
2491 | 31.6 | 27.2 |  |  |  |  | 1
2492 | 27.2 | 23 |  |  |  |  | 1
2493 | 29.7 | 25.3 |  |  |  |  | 1
2494 | 25.9 | 23 |  |  |  |  | 1
2495 | 28.6 | 24.2 |  |  |  |  | 1
2496 | 25.6 | 23 |  |  |  |  | 1
2497 | 22.9 | 23 |  |  |  |  | 1
2498 | 24.4 | 23 |  |  |  |  | 1
2499 | 22.7 | 23 |  |  |  |  | 1
2500 | 22.2 | 23 |  |  |  |  | 1
2501 | 21.6 | 23 |  |  |  |  | 1
2502 | 21 | 23 |  |  |  |  | 1
2503 | 22.9 | 23 |  |  |  |  | 1
2504 | 23.9 | 23 |  |  |  |  | 1
2505 | 26.2 | 23 |  |  |  |  | 1
2506 | 27.3 | 23 |  |  |  |  | 1
2507 | 29.5 | 25.2 |  |  |  |  | 1
2508 | 29.8 | 25.5 |  |  |  |  | 1
2509 | 30.6 | 26.3 |  |  |  |  | 1
2510 | 32.6 | 27.5 |  |  |  |  | 1
2511 | 33 | 27.5 |  |  |  |  | 1
2512 | 31.2 | 26.9 |  |  |  |  | 1
2513 | 33.5 | 27.5 |  |  |  |  | 1
2514 | 29.1 | 24.8 |  |  |  |  | 1
2515 | 29.6 | 25.3 |  |  |  |  | 1
2516 | 29.9 | 25.6 |  |  |  |  | 1
2517 | 28.9 | 24.6 |  |  |  |  | 1
2518 | 27.3 | 23 |  |  |  |  | 1
2519 | 24.6 | 23 |  |  |  |  | 1
2520 | 26.3 | 23 |  |  |  |  | 1
2521 | 20.8 | 23 |  |  |  |  | 1
2522 | 25.4 | 23 |  |  |  |  | 1
2523 | 22 | 23 |  |  |  |  | 1
2524 | 22.5 | 23 |  |  |  |  | 1
2525 | 21.4 | 23 |  |  |  |  | 1
2526 | 22.8 | 23 |  |  |  |  | 1
2527 | 24.1 | 23 |  |  |  |  | 1
2528 | 24.6 | 23 |  |  |  |  | 1
2529 | 27.4 | 23.2 |  |  |  |  | 1
2530 | 26.4 | 23 |  |  |  |  | 1
2531 | 30.7 | 26.4 |  |  |  |  | 1
2532 | 30.3 | 26.1 |  |  |  |  | 1
2533 | 29.2 | 24.9 |  |  |  |  | 1
2534 | 31.3 | 27 |  |  |  |  | 1
2535 | 32 | 27.5 |  |  |  |  | 1
2536 | 32.3 | 27.5 |  |  |  |  | 1
2537 | 32.4 | 27.5 |  |  |  |  | 1
2538 | 31.7 | 27.4 |  |  |  |  | 1
2539 | 31 | 26.8 |  |  |  |  | 1
2540 | 30.3 | 26 |  |  |  |  | 1
2541 | 27.5 | 23.2 |  |  |  |  | 1
2542 | 27.1 | 23 |  |  |  |  | 1
2543 | 27 | 23 |  |  |  |  | 1
2544 | 24.4 | 23 |  |  |  |  | 1
2545 | 23.2 | 23 |  |  |  |  | 1
2546 | 22.2 | 23 |  |  |  |  | 1
2547 | 22.9 | 23 |  |  |  |  | 1
2548 | 23.2 | 23 |  |  |  |  | 1
2549 | 19.4 | 23 |  |  |  |  | 1
2550 | 23.4 | 23 |  |  |  |  | 1
2551 | 24.1 | 23 |  |  |  |  | 1
2552 | 22.6 | 23 |  |  |  |  | 1
2553 | 27.5 | 23.3 |  |  |  |  | 1
2554 | 28.6 | 24.4 |  |  |  |  | 1
2555 | 25.8 | 23 |  |  |  |  | 1
2556 | 31.7 | 27.5 |  |  |  |  | 1
2557 | 30.8 | 26.6 |  |  |  |  | 1
2558 | 32.3 | 27.5 |  |  |  |  | 1
2559 | 31.9 | 27.5 |  |  |  |  | 1
2560 | 31.5 | 27.3 |  |  |  |  | 1
2561 | 32.7 | 27.5 |  |  |  |  | 1
2562 | 32.2 | 27.5 |  |  |  |  | 1
2563 | 34 | 27.5 |  |  |  |  | 1
2564 | 30.7 | 26.5 |  |  |  |  | 1
2565 | 29.5 | 25.3 |  |  |  |  | 1
2566 | 27.6 | 23.4 |  |  |  |  | 1
2567 | 25.6 | 23 |  |  |  |  | 1
2568 | 24.6 | 23 |  |  |  |  | 1
2569 | 22.8 | 23 |  |  |  |  | 1
2570 | 22.2 | 23 |  |  |  |  | 1
2571 | 21.8 | 23 |  |  |  |  | 1
2572 | 22.2 | 23 |  |  |  |  | 1
2573 | 21.3 | 23 |  |  |  |  | 1
2574 | 23.4 | 23 |  |  |  |  | 1
2575 | 22.2 | 23 |  |  |  |  | 1
2576 | 24.4 | 23 |  |  |  |  | 1
2577 | 24.7 | 23 |  |  |  |  | 1
2578 | 28.1 | 23.9 |  |  |  |  | 1
2579 | 29.2 | 25 |  |  |  |  | 1
2580 | 29.7 | 25.6 |  |  |  |  | 1
2581 | 34.2 | 27.5 |  |  |  |  | 1
2582 | 33.9 | 27.5 |  |  |  |  | 1
2583 | 30.4 | 26.3 |  |  |  |  | 1
2584 | 31.2 | 27.1 |  |  |  |  | 1
2585 | 34.7 | 27.5 |  |  |  |  | 1
2586 | 32.6 | 27.5 |  |  |  |  | 1
2587 | 29.8 | 25.6 |  |  |  |  | 1
2588 | 30.6 | 26.5 |  |  |  |  | 1
2589 | 28.3 | 24.2 |  |  |  |  | 1
2590 | 25.8 | 23 |  |  |  |  | 1
2591 | 25.2 | 23 |  |  |  |  | 1
2592 | 25.6 | 23 |  |  |  |  | 1
2593 | 23.4 | 23 |  |  |  |  | 1
2594 | 26 | 23 |  |  |  |  | 1
2595 | 22.7 | 23 |  |  |  |  | 1
2596 | 21.9 | 23 |  |  |  |  | 1
2597 | 22.2 | 23 |  |  |  |  | 1
2598 | 21.4 | 23 |  |  |  |  | 1
2599 | 23.6 | 23 |  |  |  |  | 1
2600 | 23.6 | 23 |  |  |  |  | 1
2601 | 25.5 | 23 |  |  |  |  | 1
2602 | 24.9 | 23 |  |  |  |  | 1
2603 | 29.2 | 25.1 |  |  |  |  | 1
2604 | 30.9 | 26.8 |  |  |  |  | 1
2605 | 32.8 | 27.5 |  |  |  |  | 1
2606 | 32 | 27.5 |  |  |  |  | 1
2607 | 30.8 | 26.7 |  |  |  |  | 1
2608 | 31 | 26.9 |  |  |  |  | 1
2609 | 32.1 | 27.5 |  |  |  |  | 1
2610 | 33.3 | 27.5 |  |  |  |  | 1
2611 | 31.1 | 27 |  |  |  |  | 1
2612 | 27.8 | 23.7 |  |  |  |  | 1
2613 | 29.1 | 25 |  |  |  |  | 1
2614 | 25.1 | 23 |  |  |  |  | 1
2615 | 27 | 23 |  |  |  |  | 1
2616 | 23.9 | 23 |  |  |  |  | 1
2617 | 23 | 23 |  |  |  |  | 1
2618 | 23.8 | 23 |  |  |  |  | 1
2619 | 23.4 | 23 |  |  |  |  | 1
2620 | 21.4 | 23 |  |  |  |  | 1
2621 | 21.2 | 23 |  |  |  |  | 1
2622 | 23.1 | 23 |  |  |  |  | 1
2623 | 24.2 | 23 |  |  |  |  | 1
2624 | 24.8 | 23 |  |  |  |  | 1
2625 | 26.4 | 23 |  |  |  |  | 1
2626 | 30.3 | 26.3 |  |  |  |  | 1
2627 | 28.8 | 24.7 |  |  |  |  | 1
2628 | 29.8 | 25.7 |  |  |  |  | 1
2629 | 33 | 27.5 |  |  |  |  | 1
2630 | 30.5 | 26.4 |  |  |  |  | 1
2631 | 33.7 | 27.5 |  |  |  |  | 1
2632 | 32.5 | 27.5 |  |  |  |  | 1
2633 | 33.8 | 27.5 |  |  |  |  | 1
2634 | 33.3 | 27.5 |  |  |  |  | 1
2635 | 31 | 26.9 |  |  |  |  | 1
2636 | 32.2 | 27.5 |  |  |  |  | 1
2637 | 28 | 23.9 |  |  |  |  | 1
2638 | 27.4 | 23.3 |  |  |  |  | 1
2639 | 26 | 23 |  |  |  |  | 1
2640 | 25.8 | 23 |  |  |  |  | 1
2641 | 24.8 | 23 |  |  |  |  | 1
2642 | 22.2 | 23 |  |  |  |  | 1
2643 | 23.4 | 23 |  |  |  |  | 1
2644 | 23.7 | 23 |  |  |  |  | 1
2645 | 23 | 23 |  |  |  |  | 1
2646 | 22.5 | 23 |  |  |  |  | 1
2647 | 26.7 | 23 |  |  |  |  | 1
2648 | 24 | 23 |  |  |  |  | 1
2649 | 25.2 | 23 |  |  |  |  | 1
2650 | 27.6 | 23.6 |  |  |  |  | 1
2651 | 29.2 | 25.2 |  |  |  |  | 1
2652 | 29 | 25 |  |  |  |  | 1
2653 | 30.6 | 26.6 |  |  |  |  | 1
2654 | 31.9 | 27.5 |  |  |  |  | 1
2655 | 34.4 | 27.5 |  |  |  |  | 1
2656 | 31.6 | 27.5 |  |  |  |  | 1
2657 | 30.8 | 26.8 |  |  |  |  | 1
2658 | 34.1 | 27.5 |  |  |  |  | 1
2659 | 31.5 | 27.5 |  |  |  |  | 1
2660 | 30.4 | 26.4 |  |  |  |  | 1
2661 | 28.7 | 24.7 |  |  |  |  | 1
2662 | 27.5 | 23.5 |  |  |  |  | 1
2663 | 23.7 | 23 |  |  |  |  | 1
2664 | 24.9 | 23 |  |  |  |  | 1
2665 | 23.5 | 23 |  |  |  |  | 1
2666 | 23.5 | 23 |  |  |  |  | 1
2667 | 23.9 | 23 |  |  |  |  | 1
2668 | 20.5 | 23 |  |  |  |  | 1
2669 | 23.8 | 23 |  |  |  |  | 1
2670 | 21.7 | 23 |  |  |  |  | 1
2671 | 21.5 | 23 |  |  |  |  | 1
2672 | 23.6 | 23 |  |  |  |  | 1
2673 | 26.2 | 23 |  |  |  |  | 1
2674 | 27.7 | 23.8 |  |  |  |  | 1
2675 | 29.5 | 25.5 |  |  |  |  | 1
2676 | 30.3 | 26.3 |  |  |  |  | 1
2677 | 32.9 | 27.5 |  |  |  |  | 1
2678 | 30.7 | 26.8 |  |  |  |  | 1
2679 | 34.9 | 27.5 |  |  |  |  | 1
2680 | 32.6 | 27.5 |  |  |  |  | 1
2681 | 32.3 | 27.5 |  |  |  |  | 1
2682 | 32.9 | 27.5 |  |  |  |  | 1
2683 | 31.6 | 27.5 |  |  |  |  | 1
2684 | 28.4 | 24.5 |  |  |  |  | 1
2685 | 28.2 | 24.2 |  |  |  |  | 1
2686 | 26.2 | 23 |  |  |  |  | 1
2687 | 26.5 | 23 |  |  |  |  | 1
2688 | 26.8 | 23 |  |  |  |  | 1
2689 | 23.4 | 23 |  |  |  |  | 1
2690 | 24 | 23 |  |  |  |  | 1
2691 | 23.3 | 23 |  |  |  |  | 1
2692 | 20.1 | 23 |  |  |  |  | 1
2693 | 22.2 | 23 |  |  |  |  | 1
2694 | 21.9 | 23 |  |  |  |  | 1
2695 | 24.7 | 23 |  |  |  |  | 1
2696 | 23.3 | 23 |  |  |  |  | 1
2697 | 27.5 | 23.6 |  |  |  |  | 1
2698 | 29.3 | 25.4 |  |  |  |  | 1
2699 | 26.7 | 23 |  |  |  |  | 1
2700 | 29.3 | 25.4 |  |  |  |  | 1
2701 | 32 | 27.5 |  |  |  |  | 1
2702 | 32.7 | 27.5 |  |  |  |  | 1
2703 | 33.8 | 27.5 |  |  |  |  | 1
2704 | 32.7 | 27.5 |  |  |  |  | 1
2705 | 31.9 | 27.5 |  |  |  |  | 1
2706 | 33 | 27.5 |  |  |  |  | 1
2707 | 30.9 | 27 |  |  |  |  | 1
2708 | 28.9 | 25 |  |  |  |  | 1
2709 | 28.9 | 25 |  |  |  |  | 1
2710 | 25.5 | 23 |  |  |  |  | 1
2711 | 26.1 | 23 |  |  |  |  | 1
2712 | 24.4 | 23 |  |  |  |  | 1
2713 | 23.6 | 23 |  |  |  |  | 1
2714 | 21.3 | 23 |  |  |  |  | 1
2715 | 22.8 | 23 |  |  |  |  | 1
2716 | 21.4 | 23 |  |  |  |  | 1
2717 | 22.6 | 23 |  |  |  |  | 1
2718 | 22.7 | 23 |  |  |  |  | 1
2719 | 23.6 | 23 |  |  |  |  | 1
2720 | 25.9 | 23 |  |  |  |  | 1
2721 | 23.6 | 23 |  |  |  |  | 1
2722 | 29.3 | 25.5 |  |  |  |  | 1
2723 | 27.8 | 23.9 |  |  |  |  | 1
2724 | 29.4 | 25.5 |  |  |  |  | 1
2725 | 30.4 | 26.6 |  |  |  |  | 1
2726 | 32 | 27.5 |  |  |  |  | 1
2727 | 33.7 | 27.5 |  |  |  |  | 1
2728 | 35.2 | 27.5 |  |  |  |  | 1
2729 | 32.2 | 27.5 |  |  |  |  | 1
2730 | 31.2 | 27.3 |  |  |  |  | 1
2731 | 32.9 | 27.5 |  |  |  |  | 1
2732 | 28.8 | 24.9 |  |  |  |  | 1
2733 | 32.8 | 27.5 |  |  |  |  | 1
2734 | 28.9 | 25.1 |  |  |  |  | 1
2735 | 26.1 | 23 |  |  |  |  | 1
2736 | 25.6 | 23 |  |  |  |  | 1
2737 | 23.4 | 23 |  |  |  |  | 1
2738 | 21.3 | 23 |  |  |  |  | 1
2739 | 19.4 | 23 |  |  |  |  | 1
2740 | 19.9 | 23 |  |  |  |  | 1
2741 | 23.3 | 23 |  |  |  |  | 1
2742 | 22.5 | 23 |  |  |  |  | 1
2743 | 23.2 | 23 |  |  |  |  | 1
2744 | 27.8 | 24 |  |  |  |  | 1
2745 | 27.4 | 23.6 |  |  |  |  | 1
2746 | 27.2 | 23.4 |  |  |  |  | 1
2747 | 29.2 | 25.4 |  |  |  |  | 1
2748 | 31.1 | 27.3 |  |  |  |  | 1
2749 | 32.6 | 27.5 |  |  |  |  | 1
2750 | 33.1 | 27.5 |  |  |  |  | 1
2751 | 32 | 27.5 |  |  |  |  | 1
2752 | 32.1 | 27.5 |  |  |  |  | 1
2753 | 31.7 | 27.5 |  |  |  |  | 1
2754 | 33.9 | 27.5 |  |  |  |  | 1
2755 | 32 | 27.5 |  |  |  |  | 1
2756 | 30.1 | 26.3 |  |  |  |  | 1
2757 | 29.3 | 25.5 |  |  |  |  | 1
2758 | 27.3 | 23.5 |  |  |  |  | 1
2759 | 24.1 | 23 |  |  |  |  | 1
2760 | 25.2 | 23 |  |  |  |  | 1
2761 | 24.4 | 23 |  |  |  |  | 1
2762 | 21 | 23 |  |  |  |  | 1
2763 | 19.6 | 23 |  |  |  |  | 1
2764 | 21.8 | 23 |  |  |  |  | 1
2765 | 21.7 | 23 |  |  |  |  | 1
2766 | 23.2 | 23 |  |  |  |  | 1
2767 | 22 | 23 |  |  |  |  | 1
2768 | 24.5 | 23 |  |  |  |  | 1
2769 | 25.4 | 23 |  |  |  |  | 1
2770 | 26.3 | 23 |  |  |  |  | 1
2771 | 30.9 | 27.2 |  |  |  |  | 1
2772 | 27.7 | 23.9 |  |  |  |  | 1
2773 | 30.3 | 26.5 |  |  |  |  | 1
2774 | 32.1 | 27.5 |  |  |  |  | 1
2775 | 34.3 | 27.5 |  |  |  |  | 1
2776 | 32.6 | 27.5 |  |  |  |  | 1
2777 | 34.1 | 27.5 |  |  |  |  | 1
2778 | 31.9 | 27.5 |  |  |  |  | 1
2779 | 32.5 | 27.5 |  |  |  |  | 1
2780 | 30 | 26.2 |  |  |  |  | 1
2781 | 26.5 | 23 |  |  |  |  | 1
2782 | 27.5 | 23.8 |  |  |  |  | 1
2783 | 27.6 | 23.8 |  |  |  |  | 1
2784 | 25 | 23 |  |  |  |  | 1
2785 | 23.6 | 23 |  |  |  |  | 1
2786 | 22.1 | 23 |  |  |  |  | 1
2787 | 22.1 | 23 |  |  |  |  | 1
2788 | 22.2 | 23 |  |  |  |  | 1
2789 | 21.2 | 23 |  |  |  |  | 1
2790 | 22.8 | 23 |  |  |  |  | 1
2791 | 23.2 | 23 |  |  |  |  | 1
2792 | 24.9 | 23 |  |  |  |  | 1
2793 | 28 | 24.3 |  |  |  |  | 1
2794 | 28 | 24.3 |  |  |  |  | 1
2795 | 29.1 | 25.4 |  |  |  |  | 1
2796 | 29.9 | 26.3 |  |  |  |  | 1
2797 | 30.1 | 26.4 |  |  |  |  | 1
2798 | 30.7 | 27 |  |  |  |  | 1
2799 | 32.1 | 27.5 |  |  |  |  | 1
2800 | 33.8 | 27.5 |  |  |  |  | 1
2801 | 33.7 | 27.5 |  |  |  |  | 1
2802 | 32.8 | 27.5 |  |  |  |  | 1
2803 | 32.7 | 27.5 |  |  |  |  | 1
2804 | 27.2 | 23.5 |  |  |  |  | 1
2805 | 27 | 23.3 |  |  |  |  | 1
2806 | 29 | 25.3 |  |  |  |  | 1
2807 | 28 | 24.3 |  |  |  |  | 1
2808 | 26.8 | 23.1 |  |  |  |  | 1
2809 | 22 | 23 |  |  |  |  | 1
2810 | 21.9 | 23 |  |  |  |  | 1
2811 | 22.1 | 23 |  |  |  |  | 1
2812 | 22.9 | 23 |  |  |  |  | 1
2813 | 23 | 23 |  |  |  |  | 1
2814 | 22.5 | 23 |  |  |  |  | 1
2815 | 22.2 | 23 |  |  |  |  | 1
2816 | 24.2 | 23 |  |  |  |  | 1
2817 | 26.2 | 23 |  |  |  |  | 1
2818 | 27.3 | 23.7 |  |  |  |  | 1
2819 | 29.5 | 25.9 |  |  |  |  | 1
2820 | 30.5 | 26.8 |  |  |  |  | 1
2821 | 33.2 | 27.5 |  |  |  |  | 1
2822 | 32.7 | 27.5 |  |  |  |  | 1
2823 | 33.8 | 27.5 |  |  |  |  | 1
2824 | 32.2 | 27.5 |  |  |  |  | 1
2825 | 33 | 27.5 |  |  |  |  | 1
2826 | 31.3 | 27.5 |  |  |  |  | 1
2827 | 30.1 | 26.4 |  |  |  |  | 1
2828 | 29.9 | 26.2 |  |  |  |  | 1
2829 | 31.5 | 27.5 |  |  |  |  | 1
2830 | 26.3 | 23 |  |  |  |  | 1
2831 | 26.2 | 23 |  |  |  |  | 1
2832 | 24.8 | 23 |  |  |  |  | 1
2833 | 25.3 | 23 |  |  |  |  | 1
2834 | 24.5 | 23 |  |  |  |  | 1
2835 | 22.8 | 23 |  |  |  |  | 1
2836 | 23.5 | 23 |  |  |  |  | 1
2837 | 23.9 | 23 |  |  |  |  | 1
2838 | 22.1 | 23 |  |  |  |  | 1
2839 | 22.4 | 23 |  |  |  |  | 1
2840 | 24.3 | 23 |  |  |  |  | 1
2841 | 26.2 | 23 |  |  |  |  | 1
2842 | 28 | 24.4 |  |  |  |  | 1
2843 | 27.5 | 23.9 |  |  |  |  | 1
2844 | 30.4 | 26.9 |  |  |  |  | 1
2845 | 31.6 | 27.5 |  |  |  |  | 1
2846 | 33.5 | 27.5 |  |  |  |  | 1
2847 | 32.9 | 27.5 |  |  |  |  | 1
2848 | 32.2 | 27.5 |  |  |  |  | 1
2849 | 32.8 | 27.5 |  |  |  |  | 1
2850 | 32.8 | 27.5 |  |  |  |  | 1
2851 | 29 | 25.5 |  |  |  |  | 1
2852 | 29.9 | 26.3 |  |  |  |  | 1
2853 | 30 | 26.4 |  |  |  |  | 1
2854 | 30.4 | 26.8 |  |  |  |  | 1
2855 | 26.2 | 23 |  |  |  |  | 1
2856 | 26.2 | 23 |  |  |  |  | 1
2857 | 23.1 | 23 |  |  |  |  | 1
2858 | 23.2 | 23 |  |  |  |  | 1
2859 | 23.3 | 23 |  |  |  |  | 1
2860 | 21.4 | 23 |  |  |  |  | 1
2861 | 21.9 | 23 |  |  |  |  | 1
2862 | 24.4 | 23 |  |  |  |  | 1
2863 | 22.5 | 23 |  |  |  |  | 1
2864 | 25 | 23 |  |  |  |  | 1
2865 | 28 | 24.5 |  |  |  |  | 1
2866 | 27 | 23.5 |  |  |  |  | 1
2867 | 29 | 25.4 |  |  |  |  | 1
2868 | 30.2 | 26.7 |  |  |  |  | 1
2869 | 33.7 | 27.5 |  |  |  |  | 1
2870 | 33.3 | 27.5 |  |  |  |  | 1
2871 | 32.1 | 27.5 |  |  |  |  | 1
2872 | 31.8 | 27.5 |  |  |  |  | 1
2873 | 31.3 | 27.5 |  |  |  |  | 1
2874 | 33.4 | 27.5 |  |  |  |  | 1
2875 | 30.2 | 26.7 |  |  |  |  | 1
2876 | 31.8 | 27.5 |  |  |  |  | 1
2877 | 30.3 | 26.7 |  |  |  |  | 1
2878 | 26.4 | 23 |  |  |  |  | 1
2879 | 26.5 | 23 |  |  |  |  | 1
2880 | 26.4 | 23 |  |  |  |  | 1
2881 | 24.6 | 23 |  |  |  |  | 1
2882 | 23.8 | 23 |  |  |  |  | 1
2883 | 24.1 | 23 |  |  |  |  | 1
2884 | 19.7 | 23 |  |  |  |  | 1
2885 | 23.9 | 23 |  |  |  |  | 1
2886 | 22.4 | 23 |  |  |  |  | 1
2887 | 24.6 | 23 |  |  |  |  | 1
2888 | 25.3 | 23 |  |  |  |  | 1
2889 | 26 | 23 |  |  |  |  | 1
2890 | 30.4 | 26.9 |  |  |  |  | 1
2891 | 30.1 | 26.6 |  |  |  |  | 1
2892 | 30.8 | 27.4 |  |  |  |  | 1
2893 | 31.3 | 27.5 |  |  |  |  | 1
2894 | 33.5 | 27.5 |  |  |  |  | 1
2895 | 30.9 | 27.4 |  |  |  |  | 1
2896 | 33.3 | 27.5 |  |  |  |  | 1
2897 | 30.4 | 26.9 |  |  |  |  | 1
2898 | 31.3 | 27.5 |  |  |  |  | 1
2899 | 32.4 | 27.5 |  |  |  |  | 1
2900 | 29.2 | 25.7 |  |  |  |  | 1
2901 | 30.4 | 26.9 |  |  |  |  | 1
2902 | 27.4 | 23.9 |  |  |  |  | 1
2903 | 25.9 | 23 |  |  |  |  | 1
2904 | 25.7 | 23 |  |  |  |  | 1
2905 | 22.8 | 23 |  |  |  |  | 1
2906 | 22.1 | 23 |  |  |  |  | 1
2907 | 22.7 | 23 |  |  |  |  | 1
2908 | 20.6 | 23 |  |  |  |  | 1
2909 | 20.6 | 23 |  |  |  |  | 1
2910 | 23 | 23 |  |  |  |  | 1
2911 | 24 | 23 |  |  |  |  | 1
2912 | 24.4 | 23 |  |  |  |  | 1
2913 | 25.9 | 23 |  |  |  |  | 1
2914 | 25.7 | 23 |  |  |  |  | 1
2915 | 29.3 | 25.9 |  |  |  |  | 1
2916 | 30 | 26.6 |  |  |  |  | 1
2917 | 31.4 | 27.5 |  |  |  |  | 1
2918 | 33.2 | 27.5 |  |  |  |  | 1
2919 | 31.8 | 27.5 |  |  |  |  | 1
2920 | 31.9 | 27.5 |  |  |  |  | 1
2921 | 32.1 | 27.5 |  |  |  |  | 1
2922 | 32.8 | 27.5 |  |  |  |  | 1
2923 | 32.3 | 27.5 |  |  |  |  | 1
2924 | 30.3 | 26.9 |  |  |  |  | 1
2925 | 29.6 | 26.2 |  |  |  |  | 1
2926 | 27.6 | 24.2 |  |  |  |  | 1
2927 | 25.7 | 23 |  |  |  |  | 1
2928 | 22.7 | 23 |  |  |  |  | 1
2929 | 23.5 | 23 |  |  |  |  | 1
2930 | 21.9 | 23 |  |  |  |  | 1
2931 | 21.4 | 23 |  |  |  |  | 1
2932 | 24.1 | 23 |  |  |  |  | 1
2933 | 21.2 | 23 |  |  |  |  | 1
2934 | 22.3 | 23 |  |  |  |  | 1
2935 | 24.2 | 23 |  |  |  |  | 1
2936 | 25.6 | 23 |  |  |  |  | 1
2937 | 25.1 | 23 |  |  |  |  | 1
2938 | 27.1 | 23.7 |  |  |  |  | 1
2939 | 27.8 | 24.4 |  |  |  |  | 1
2940 | 30.6 | 27.2 |  |  |  |  | 1
2941 | 32.1 | 27.5 |  |  |  |  | 1
2942 | 34.4 | 27.5 |  |  |  |  | 1
2943 | 31.7 | 27.5 |  |  |  |  | 1
2944 | 34 | 27.5 |  |  |  |  | 1
2945 | 32.4 | 27.5 |  |  |  |  | 1
2946 | 33.3 | 27.5 |  |  |  |  | 1
2947 | 31.4 | 27.5 |  |  |  |  | 1
2948 | 29.8 | 26.5 |  |  |  |  | 1
2949 | 28.2 | 24.8 |  |  |  |  | 1
2950 | 27.2 | 23.8 |  |  |  |  | 1
2951 | 26.9 | 23.5 |  |  |  |  | 1
2952 | 23.8 | 23 |  |  |  |  | 1
2953 | 24.7 | 23 |  |  |  |  | 1
2954 | 23 | 23 |  |  |  |  | 1
2955 | 20.8 | 23 |  |  |  |  | 1
2956 | 21.4 | 23 |  |  |  |  | 1
2957 | 22.3 | 23 |  |  |  |  | 1
2958 | 23.8 | 23 |  |  |  |  | 1
2959 | 25.3 | 23 |  |  |  |  | 1
2960 | 25 | 23 |  |  |  |  | 1
2961 | 27.2 | 23.9 |  |  |  |  | 1
2962 | 28.7 | 25.4 |  |  |  |  | 1
2963 | 31.3 | 27.5 |  |  |  |  | 1
2964 | 31.7 | 27.5 |  |  |  |  | 1
2965 | 31.4 | 27.5 |  |  |  |  | 1
2966 | 32.6 | 27.5 |  |  |  |  | 1
2967 | 32.4 | 27.5 |  |  |  |  | 1
2968 | 33 | 27.5 |  |  |  |  | 1
2969 | 31.2 | 27.5 |  |  |  |  | 1
2970 | 32 | 27.5 |  |  |  |  | 1
2971 | 31.1 | 27.5 |  |  |  |  | 1
2972 | 30.6 | 27.3 |  |  |  |  | 1
2973 | 29.7 | 26.3 |  |  |  |  | 1
2974 | 26.3 | 23 |  |  |  |  | 1
2975 | 26 | 23 |  |  |  |  | 1
2976 | 26.9 | 23.6 |  |  |  |  | 1
2977 | 25.2 | 23 |  |  |  |  | 1
2978 | 23.9 | 23 |  |  |  |  | 1
2979 | 21.5 | 23 |  |  |  |  | 1
2980 | 22.5 | 23 |  |  |  |  | 1
2981 | 25.4 | 23 |  |  |  |  | 1
2982 | 23.4 | 23 |  |  |  |  | 1
2983 | 22.5 | 23 |  |  |  |  | 1
2984 | 27 | 23.7 |  |  |  |  | 1
2985 | 27.2 | 23.9 |  |  |  |  | 1
2986 | 28 | 24.7 |  |  |  |  | 1
2987 | 28.2 | 24.9 |  |  |  |  | 1
2988 | 29.6 | 26.3 |  |  |  |  | 1
2989 | 32.5 | 27.5 |  |  |  |  | 1
2990 | 32.7 | 27.5 |  |  |  |  | 1
2991 | 30.9 | 27.5 |  |  |  |  | 1
2992 | 34 | 27.5 |  |  |  |  | 1
2993 | 32.1 | 27.5 |  |  |  |  | 1
2994 | 31.8 | 27.5 |  |  |  |  | 1
2995 | 28.7 | 25.4 |  |  |  |  | 1
2996 | 29.7 | 26.5 |  |  |  |  | 1
2997 | 29 | 25.7 |  |  |  |  | 1
2998 | 30 | 26.7 |  |  |  |  | 1
2999 | 28.5 | 25.2 |  |  |  |  | 1
3000 | 26.2 | 23 |  |  |  |  | 1
3001 | 24.3 | 23 |  |  |  |  | 1
3002 | 24.5 | 23 |  |  |  |  | 1
3003 | 23.4 | 23 |  |  |  |  | 1
3004 | 22.3 | 23 |  |  |  |  | 1
3005 | 23.4 | 23 |  |  |  |  | 1
3006 | 24.4 | 23 |  |  |  |  | 1
3007 | 24 | 23 |  |  |  |  | 1
3008 | 24.6 | 23 |  |  |  |  | 1
3009 | 26.1 | 23 |  |  |  |  | 1
3010 | 29.6 | 26.4 |  |  |  |  | 1
3011 | 30.5 | 27.2 |  |  |  |  | 1
3012 | 30.3 | 27 |  |  |  |  | 1
3013 | 31.3 | 27.5 |  |  |  |  | 1
3014 | 32.8 | 27.5 |  |  |  |  | 1
3015 | 31 | 27.5 |  |  |  |  | 1
3016 | 33.7 | 27.5 |  |  |  |  | 1
3017 | 35 | 27.5 |  |  |  |  | 1
3018 | 32.8 | 27.5 |  |  |  |  | 1
3019 | 31.4 | 27.5 |  |  |  |  | 1
3020 | 29.7 | 26.4 |  |  |  |  | 1
3021 | 29.8 | 26.5 |  |  |  |  | 1
3022 | 26.8 | 23.5 |  |  |  |  | 1
3023 | 26 | 23 |  |  |  |  | 1
3024 | 24.4 | 23 |  |  |  |  | 1
3025 | 23.9 | 23 |  |  |  |  | 1
3026 | 22.6 | 23 |  |  |  |  | 1
3027 | 22 | 23 |  |  |  |  | 1
3028 | 21.8 | 23 |  |  |  |  | 1
3029 | 23.6 | 23 |  |  |  |  | 1
3030 | 24.5 | 23 |  |  |  |  | 1
3031 | 24.4 | 23 |  |  |  |  | 1
3032 | 26.4 | 23.2 |  |  |  |  | 1
3033 | 27.6 | 24.4 |  |  |  |  | 1
3034 | 29.3 | 26.1 |  |  |  |  | 1
3035 | 28.8 | 25.6 |  |  |  |  | 1
3036 | 29.8 | 26.7 |  |  |  |  | 1
3037 | 31.2 | 27.5 |  |  |  |  | 1
3038 | 32.9 | 27.5 |  |  |  |  | 1
3039 | 34 | 27.5 |  |  |  |  | 1
3040 | 31.4 | 27.5 |  |  |  |  | 1
3041 | 33.4 | 27.5 |  |  |  |  | 1
3042 | 31.4 | 27.5 |  |  |  |  | 1
3043 | 33.7 | 27.5 |  |  |  |  | 1
3044 | 30.6 | 27.4 |  |  |  |  | 1
3045 | 30.5 | 27.4 |  |  |  |  | 1
3046 | 27.3 | 24.1 |  |  |  |  | 1
3047 | 26.2 | 23 |  |  |  |  | 1
3048 | 24.4 | 23 |  |  |  |  | 1
3049 | 24.4 | 23 |  |  |  |  | 1
3050 | 25.3 | 23 |  |  |  |  | 1
3051 | 22.8 | 23 |  |  |  |  | 1
3052 | 22.6 | 23 |  |  |  |  | 1
3053 | 23.1 | 23 |  |  |  |  | 1
3054 | 23.4 | 23 |  |  |  |  | 1
3055 | 26.3 | 23.1 |  |  |  |  | 1
3056 | 25.2 | 23 |  |  |  |  | 1
3057 | 29 | 25.9 |  |  |  |  | 1
3058 | 26.6 | 23.5 |  |  |  |  | 1
3059 | 28.6 | 25.5 |  |  |  |  | 1
3060 | 30.4 | 27.3 |  |  |  |  | 1
3061 | 31.7 | 27.5 |  |  |  |  | 1
3062 | 32.6 | 27.5 |  |  |  |  | 1
3063 | 33.2 | 27.5 |  |  |  |  | 1
3064 | 33.7 | 27.5 |  |  |  |  | 1
3065 | 31.2 | 27.5 |  |  |  |  | 1
3066 | 32.9 | 27.5 |  |  |  |  | 1
3067 | 30.5 | 27.3 |  |  |  |  | 1
3068 | 30.4 | 27.3 |  |  |  |  | 1
3069 | 30.4 | 27.3 |  |  |  |  | 1
3070 | 27 | 23.9 |  |  |  |  | 1
3071 | 26.8 | 23.7 |  |  |  |  | 1
3072 | 27.9 | 24.8 |  |  |  |  | 1
3073 | 24.7 | 23 |  |  |  |  | 1
3074 | 23.6 | 23 |  |  |  |  | 1
3075 | 22.9 | 23 |  |  |  |  | 1
3076 | 23.3 | 23 |  |  |  |  | 1
3077 | 24.1 | 23 |  |  |  |  | 1
3078 | 21.1 | 23 |  |  |  |  | 1
3079 | 26.8 | 23.7 |  |  |  |  | 1
3080 | 27.1 | 24 |  |  |  |  | 1
3081 | 25.5 | 23 |  |  |  |  | 1
3082 | 29.6 | 26.5 |  |  |  |  | 1
3083 | 30.2 | 27.1 |  |  |  |  | 1
3084 | 31.6 | 27.5 |  |  |  |  | 1
3085 | 29.8 | 26.8 |  |  |  |  | 1
3086 | 30.7 | 27.5 |  |  |  |  | 1
3087 | 31.7 | 27.5 |  |  |  |  | 1
3088 | 34.4 | 27.5 |  |  |  |  | 1
3089 | 30.6 | 27.5 |  |  |  |  | 1
3090 | 33.7 | 27.5 |  |  |  |  | 1
3091 | 30.4 | 27.3 |  |  |  |  | 1
3092 | 31.6 | 27.5 |  |  |  |  | 1
3093 | 30.7 | 27.5 |  |  |  |  | 1
3094 | 27.1 | 24 |  |  |  |  | 1
3095 | 27.2 | 24.1 |  |  |  |  | 1
3096 | 25 | 23 |  |  |  |  | 1
3097 | 23.7 | 23 |  |  |  |  | 1
3098 | 24.8 | 23 |  |  |  |  | 1
3099 | 22 | 23 |  |  |  |  | 1
3100 | 21.4 | 23 |  |  |  |  | 1
3101 | 21.6 | 23 |  |  |  |  | 1
3102 | 25.1 | 23 |  |  |  |  | 1
3103 | 23.5 | 23 |  |  |  |  | 1
3104 | 26.9 | 23.9 |  |  |  |  | 1
3105 | 28.9 | 25.9 |  |  |  |  | 1
3106 | 29.4 | 26.4 |  |  |  |  | 1
3107 | 29.4 | 26.3 |  |  |  |  | 1
3108 | 29.7 | 26.7 |  |  |  |  | 1
3109 | 32.8 | 27.5 |  |  |  |  | 1
3110 | 31.3 | 27.5 |  |  |  |  | 1
3111 | 34 | 27.5 |  |  |  |  | 1
3112 | 32.8 | 27.5 |  |  |  |  | 1
3113 | 32.3 | 27.5 |  |  |  |  | 1
3114 | 31.6 | 27.5 |  |  |  |  | 1
3115 | 30.6 | 27.5 |  |  |  |  | 1
3116 | 29.9 | 26.8 |  |  |  |  | 1
3117 | 29.6 | 26.5 |  |  |  |  | 1
3118 | 27.5 | 24.5 |  |  |  |  | 1
3119 | 25.3 | 23 |  |  |  |  | 1
3120 | 25.5 | 23 |  |  |  |  | 1
3121 | 24.5 | 23 |  |  |  |  | 1
3122 | 23.6 | 23 |  |  |  |  | 1
3123 | 20.6 | 23 |  |  |  |  | 1
3124 | 21.8 | 23 |  |  |  |  | 1
3125 | 24.1 | 23 |  |  |  |  | 1
3126 | 23.9 | 23 |  |  |  |  | 1
3127 | 22.8 | 23 |  |  |  |  | 1
3128 | 25.3 | 23 |  |  |  |  | 1
3129 | 27.1 | 24.1 |  |  |  |  | 1
3130 | 26.5 | 23.5 |  |  |  |  | 1
3131 | 27.1 | 24.1 |  |  |  |  | 1
3132 | 30.8 | 27.5 |  |  |  |  | 1
3133 | 30.5 | 27.5 |  |  |  |  | 1
3134 | 34.3 | 27.5 |  |  |  |  | 1
3135 | 32.8 | 27.5 |  |  |  |  | 1
3136 | 32.5 | 27.5 |  |  |  |  | 1
3137 | 34 | 27.5 |  |  |  |  | 1
3138 | 32 | 27.5 |  |  |  |  | 1
3139 | 31 | 27.5 |  |  |  |  | 1
3140 | 30.7 | 27.5 |  |  |  |  | 1
3141 | 28.8 | 25.8 |  |  |  |  | 1
3142 | 29.8 | 26.8 |  |  |  |  | 1
3143 | 28.2 | 25.2 |  |  |  |  | 1
3144 | 25.5 | 23 |  |  |  |  | 1
3145 | 23.8 | 23 |  |  |  |  | 1
3146 | 23.2 | 23 |  |  |  |  | 1
3147 | 20.9 | 23 |  |  |  |  | 1
3148 | 21.6 | 23 |  |  |  |  | 1
3149 | 24.4 | 23 |  |  |  |  | 1
3150 | 25.3 | 23 |  |  |  |  | 1
3151 | 22.2 | 23 |  |  |  |  | 1
3152 | 25 | 23 |  |  |  |  | 1
3153 | 25.8 | 23 |  |  |  |  | 1
3154 | 28.7 | 25.7 |  |  |  |  | 1
3155 | 32.4 | 27.5 |  |  |  |  | 1
3156 | 31.1 | 27.5 |  |  |  |  | 1
3157 | 31.2 | 27.5 |  |  |  |  | 1
3158 | 32.9 | 27.5 |  |  |  |  | 1
3159 | 32 | 27.5 |  |  |  |  | 1
3160 | 33.6 | 27.5 |  |  |  |  | 1
3161 | 32.5 | 27.5 |  |  |  |  | 1
3162 | 32.7 | 27.5 |  |  |  |  | 1
3163 | 29.6 | 26.6 |  |  |  |  | 1
3164 | 30.2 | 27.2 |  |  |  |  | 1
3165 | 29.3 | 26.4 |  |  |  |  | 1
3166 | 26.8 | 23.9 |  |  |  |  | 1
3167 | 27.7 | 24.8 |  |  |  |  | 1
3168 | 26.7 | 23.8 |  |  |  |  | 1
3169 | 24.6 | 23 |  |  |  |  | 1
3170 | 24.3 | 23 |  |  |  |  | 1
3171 | 22.9 | 23 |  |  |  |  | 1
3172 | 23.4 | 23 |  |  |  |  | 1
3173 | 22.9 | 23 |  |  |  |  | 1
3174 | 22.6 | 23 |  |  |  |  | 1
3175 | 23.5 | 23 |  |  |  |  | 1
3176 | 26.3 | 23.4 |  |  |  |  | 1
3177 | 26.8 | 24 |  |  |  |  | 1
3178 | 29.7 | 26.9 |  |  |  |  | 1
3179 | 28.7 | 25.8 |  |  |  |  | 1
3180 | 30.8 | 27.5 |  |  |  |  | 1
3181 | 34.5 | 27.5 |  |  |  |  | 1
3182 | 32.9 | 27.5 |  |  |  |  | 1
3183 | 35 | 27.5 |  |  |  |  | 1
3184 | 35.6 | 27.5 |  |  |  |  | 1
3185 | 33.3 | 27.5 |  |  |  |  | 1
3186 | 33.2 | 27.5 |  |  |  |  | 1
3187 | 33.1 | 27.5 |  |  |  |  | 1
3188 | 31.4 | 27.5 |  |  |  |  | 1
3189 | 29.1 | 26.2 |  |  |  |  | 1
3190 | 25.7 | 23 |  |  |  |  | 1
3191 | 28.4 | 25.5 |  |  |  |  | 1
3192 | 24.9 | 23 |  |  |  |  | 1
3193 | 22.9 | 23 |  |  |  |  | 1
3194 | 25.7 | 23 |  |  |  |  | 1
3195 | 21.3 | 23 |  |  |  |  | 1
3196 | 24.1 | 23 |  |  |  |  | 1
3197 | 22.5 | 23 |  |  |  |  | 1
3198 | 22.7 | 23 |  |  |  |  | 1
3199 | 24.9 | 23 |  |  |  |  | 1
3200 | 23.5 | 23 |  |  |  |  | 1
3201 | 25.5 | 23 |  |  |  |  | 1
3202 | 27.3 | 24.5 |  |  |  |  | 1
3203 | 27.5 | 24.6 |  |  |  |  | 1
3204 | 30.5 | 27.5 |  |  |  |  | 1
3205 | 29.7 | 26.8 |  |  |  |  | 1
3206 | 34.4 | 27.5 |  |  |  |  | 1
3207 | 32 | 27.5 |  |  |  |  | 1
3208 | 33.7 | 27.5 |  |  |  |  | 1
3209 | 33.8 | 27.5 |  |  |  |  | 1
3210 | 30.7 | 27.5 |  |  |  |  | 1
3211 | 32.9 | 27.5 |  |  |  |  | 1
3212 | 30.6 | 27.5 |  |  |  |  | 1
3213 | 29.7 | 26.9 |  |  |  |  | 1
3214 | 27.3 | 24.4 |  |  |  |  | 1
3215 | 24.4 | 23 |  |  |  |  | 1
3216 | 25.5 | 23 |  |  |  |  | 1
3217 | 24.3 | 23 |  |  |  |  | 1
3218 | 25.4 | 23 |  |  |  |  | 1
3219 | 22.1 | 23 |  |  |  |  | 1
3220 | 21.7 | 23 |  |  |  |  | 1
3221 | 21.2 | 23 |  |  |  |  | 1
3222 | 25.3 | 23 |  |  |  |  | 1
3223 | 25.6 | 23 |  |  |  |  | 1
3224 | 25.1 | 23 |  |  |  |  | 1
3225 | 25 | 23 |  |  |  |  | 1
3226 | 29.9 | 27.1 |  |  |  |  | 1
3227 | 29 | 26.2 |  |  |  |  | 1
3228 | 31.9 | 27.5 |  |  |  |  | 1
3229 | 33.2 | 27.5 |  |  |  |  | 1
3230 | 33.2 | 27.5 |  |  |  |  | 1
3231 | 31.5 | 27.5 |  |  |  |  | 1
3232 | 31.8 | 27.5 |  |  |  |  | 1
3233 | 33.4 | 27.5 |  |  |  |  | 1
3234 | 32.1 | 27.5 |  |  |  |  | 1
3235 | 33.7 | 27.5 |  |  |  |  | 1
3236 | 32.4 | 27.5 |  |  |  |  | 1
3237 | 30.7 | 27.5 |  |  |  |  | 1
3238 | 28.4 | 25.6 |  |  |  |  | 1
3239 | 26.4 | 23.6 |  |  |  |  | 1
3240 | 25.5 | 23 |  |  |  |  | 1
3241 | 25.1 | 23 |  |  |  |  | 1
3242 | 25.1 | 23 |  |  |  |  | 1
3243 | 22.7 | 23 |  |  |  |  | 1
3244 | 22.9 | 23 |  |  |  |  | 1
3245 | 23.6 | 23 |  |  |  |  | 1
3246 | 24.7 | 23 |  |  |  |  | 1
3247 | 26.2 | 23.5 |  |  |  |  | 1
3248 | 26.9 | 24.1 |  |  |  |  | 1
3249 | 25.7 | 23 |  |  |  |  | 1
3250 | 28.4 | 25.7 |  |  |  |  | 1
3251 | 28.3 | 25.5 |  |  |  |  | 1
3252 | 33.3 | 27.5 |  |  |  |  | 1
3253 | 31.3 | 27.5 |  |  |  |  | 1
3254 | 34.2 | 27.5 |  |  |  |  | 1
3255 | 32.4 | 27.5 |  |  |  |  | 1
3256 | 33.6 | 27.5 |  |  |  |  | 1
3257 | 35.4 | 27.5 |  |  |  |  | 1
3258 | 32.5 | 27.5 |  |  |  |  | 1
3259 | 32.1 | 27.5 |  |  |  |  | 1
3260 | 30 | 27.3 |  |  |  |  | 1
3261 | 29.7 | 27 |  |  |  |  | 1
3262 | 27.7 | 25 |  |  |  |  | 1
3263 | 25 | 23 |  |  |  |  | 1
3264 | 25.7 | 23 |  |  |  |  | 1
3265 | 24.7 | 23 |  |  |  |  | 1
3266 | 23.5 | 23 |  |  |  |  | 1
3267 | 21.4 | 23 |  |  |  |  | 1
3268 | 21 | 23 |  |  |  |  | 1
3269 | 23.1 | 23 |  |  |  |  | 1
3270 | 23.5 | 23 |  |  |  |  | 1
3271 | 23.6 | 23 |  |  |  |  | 1
3272 | 24.5 | 23 |  |  |  |  | 1
3273 | 26.1 | 23.4 |  |  |  |  | 1
3274 | 27 | 24.3 |  |  |  |  | 1
3275 | 29.5 | 26.8 |  |  |  |  | 1
3276 | 28.4 | 25.7 |  |  |  |  | 1
3277 | 33.6 | 27.5 |  |  |  |  | 1
3278 | 31.2 | 27.5 |  |  |  |  | 1
3279 | 32.5 | 27.5 |  |  |  |  | 1
3280 | 33.1 | 27.5 |  |  |  |  | 1
3281 | 31.2 | 27.5 |  |  |  |  | 1
3282 | 31.9 | 27.5 |  |  |  |  | 1
3283 | 31.6 | 27.5 |  |  |  |  | 1
3284 | 32.4 | 27.5 |  |  |  |  | 1
3285 | 28.8 | 26.1 |  |  |  |  | 1
3286 | 27.6 | 24.9 |  |  |  |  | 1
3287 | 28 | 25.3 |  |  |  |  | 1
3288 | 24 | 23 |  |  |  |  | 1
3289 | 23.5 | 23 |  |  |  |  | 1
3290 | 22 | 23 |  |  |  |  | 1
3291 | 23.1 | 23 |  |  |  |  | 1
3292 | 22.9 | 23 |  |  |  |  | 1
3293 | 22.4 | 23 |  |  |  |  | 1
3294 | 25 | 23 |  |  |  |  | 1
3295 | 25.7 | 23 |  |  |  |  | 1
3296 | 26.6 | 23.9 |  |  |  |  | 1
3297 | 24.1 | 23 |  |  |  |  | 1
3298 | 27.5 | 24.8 |  |  |  |  | 1
3299 | 30.9 | 27.5 |  |  |  |  | 1
3300 | 31.5 | 27.5 |  |  |  |  | 1
3301 | 32.1 | 27.5 |  |  |  |  | 1
3302 | 31.8 | 27.5 |  |  |  |  | 1
3303 | 33.8 | 27.5 |  |  |  |  | 1
3304 | 34.6 | 27.5 |  |  |  |  | 1
3305 | 34.4 | 27.5 |  |  |  |  | 1
3306 | 32.5 | 27.5 |  |  |  |  | 1
3307 | 31.9 | 27.5 |  |  |  |  | 1
3308 | 30.9 | 27.5 |  |  |  |  | 1
3309 | 30 | 27.3 |  |  |  |  | 1
3310 | 28.1 | 25.4 |  |  |  |  | 1
3311 | 24.3 | 23 |  |  |  |  | 1
3312 | 27.9 | 25.3 |  |  |  |  | 1
3313 | 25.7 | 23.1 |  |  |  |  | 1
3314 | 24.2 | 23 |  |  |  |  | 1
3315 | 23 | 23 |  |  |  |  | 1
3316 | 22.8 | 23 |  |  |  |  | 1
3317 | 24.4 | 23 |  |  |  |  | 1
3318 | 23.1 | 23 |  |  |  |  | 1
3319 | 26.1 | 23.5 |  |  |  |  | 1
3320 | 27.3 | 24.7 |  |  |  |  | 1
3321 | 26 | 23.4 |  |  |  |  | 1
3322 | 29.5 | 26.9 |  |  |  |  | 1
3323 | 28.1 | 25.5 |  |  |  |  | 1
3324 | 31.4 | 27.5 |  |  |  |  | 1
3325 | 32.3 | 27.5 |  |  |  |  | 1
3326 | 33.3 | 27.5 |  |  |  |  | 1
3327 | 34.3 | 27.5 |  |  |  |  | 1
3328 | 33.8 | 27.5 |  |  |  |  | 1
3329 | 32.7 | 27.5 |  |  |  |  | 1
3330 | 33.4 | 27.5 |  |  |  |  | 1
3331 | 32.8 | 27.5 |  |  |  |  | 1
3332 | 32.2 | 27.5 |  |  |  |  | 1
3333 | 31 | 27.5 |  |  |  |  | 1
3334 | 26.7 | 24.1 |  |  |  |  | 1
3335 | 27.1 | 24.5 |  |  |  |  | 1
3336 | 24.8 | 23 |  |  |  |  | 1
3337 | 25.5 | 23 |  |  |  |  | 1
3338 | 24.3 | 23 |  |  |  |  | 1
3339 | 24.4 | 23 |  |  |  |  | 1
3340 | 22.4 | 23 |  |  |  |  | 1
3341 | 22.2 | 23 |  |  |  |  | 1
3342 | 22.7 | 23 |  |  |  |  | 1
3343 | 24 | 23 |  |  |  |  | 1
3344 | 26 | 23.4 |  |  |  |  | 1
3345 | 26.5 | 24 |  |  |  |  | 1
3346 | 25.9 | 23.4 |  |  |  |  | 1
3347 | 29.1 | 26.6 |  |  |  |  | 1
3348 | 30.5 | 27.5 |  |  |  |  | 1
3349 | 34.6 | 27.5 |  |  |  |  | 1
3350 | 32 | 27.5 |  |  |  |  | 1
3351 | 34.2 | 27.5 |  |  |  |  | 1
3352 | 34.2 | 27.5 |  |  |  |  | 1
3353 | 31.9 | 27.5 |  |  |  |  | 1
3354 | 32.7 | 27.5 |  |  |  |  | 1
3355 | 30.6 | 27.5 |  |  |  |  | 1
3356 | 33.3 | 27.5 |  |  |  |  | 1
3357 | 30.3 | 27.5 |  |  |  |  | 1
3358 | 29.4 | 26.8 |  |  |  |  | 1
3359 | 25.4 | 23 |  |  |  |  | 1
3360 | 25.7 | 23.2 |  |  |  |  | 1
3361 | 25.5 | 23 |  |  |  |  | 1
3362 | 22.3 | 23 |  |  |  |  | 1
3363 | 23 | 23 |  |  |  |  | 1
3364 | 23.4 | 23 |  |  |  |  | 1
3365 | 23.3 | 23 |  |  |  |  | 1
3366 | 23.3 | 23 |  |  |  |  | 1
3367 | 23.6 | 23 |  |  |  |  | 1
3368 | 23.2 | 23 |  |  |  |  | 1
3369 | 26.6 | 24 |  |  |  |  | 1
3370 | 27.6 | 25 |  |  |  |  | 1
3371 | 27.7 | 25.2 |  |  |  |  | 1
3372 | 30.8 | 27.5 |  |  |  |  | 1
3373 | 31.4 | 27.5 |  |  |  |  | 1
3374 | 32.4 | 27.5 |  |  |  |  | 1
3375 | 35.3 | 27.5 |  |  |  |  | 1
3376 | 35.3 | 27.5 |  |  |  |  | 1
3377 | 34.2 | 27.5 |  |  |  |  | 1
3378 | 30.9 | 27.5 |  |  |  |  | 1
3379 | 33.2 | 27.5 |  |  |  |  | 1
3380 | 32.1 | 27.5 |  |  |  |  | 1
3381 | 29.7 | 27.2 |  |  |  |  | 1
3382 | 28.3 | 25.8 |  |  |  |  | 1
3383 | 25.9 | 23.4 |  |  |  |  | 1
3384 | 24.8 | 23 |  |  |  |  | 1
3385 | 26.1 | 23.6 |  |  |  |  | 1
3386 | 25.7 | 23.2 |  |  |  |  | 1
3387 | 23.8 | 23 |  |  |  |  | 1
3388 | 22.2 | 23 |  |  |  |  | 1
3389 | 23.6 | 23 |  |  |  |  | 1
3390 | 23.4 | 23 |  |  |  |  | 1
3391 | 23.4 | 23 |  |  |  |  | 1
3392 | 28.3 | 25.8 |  |  |  |  | 1
3393 | 27.7 | 25.2 |  |  |  |  | 1
3394 | 28.7 | 26.2 |  |  |  |  | 1
3395 | 31.6 | 27.5 |  |  |  |  | 1
3396 | 32.7 | 27.5 |  |  |  |  | 1
3397 | 32.4 | 27.5 |  |  |  |  | 1
3398 | 35.4 | 27.5 |  |  |  |  | 1
3399 | 32.6 | 27.5 |  |  |  |  | 1
3400 | 32.8 | 27.5 |  |  |  |  | 1
3401 | 31.4 | 27.5 |  |  |  |  | 1
3402 | 32.6 | 27.5 |  |  |  |  | 1
3403 | 33.4 | 27.5 |  |  |  |  | 1
3404 | 29.7 | 27.2 |  |  |  |  | 1
3405 | 30.7 | 27.5 |  |  |  |  | 1
3406 | 26.2 | 23.8 |  |  |  |  | 1
3407 | 27.4 | 24.9 |  |  |  |  | 1
3408 | 24.1 | 23 |  |  |  |  | 1
3409 | 25.1 | 23 |  |  |  |  | 1
3410 | 24.7 | 23 |  |  |  |  | 1
3411 | 22.8 | 23 |  |  |  |  | 1
3412 | 19.4 | 23 |  |  |  |  | 1
3413 | 22 | 23 |  |  |  |  | 1
3414 | 23.9 | 23 |  |  |  |  | 1
3415 | 25.1 | 23 |  |  |  |  | 1
3416 | 25.8 | 23.4 |  |  |  |  | 1
3417 | 26.7 | 24.3 |  |  |  |  | 1
3418 | 30.9 | 27.5 |  |  |  |  | 1
3419 | 31.5 | 27.5 |  |  |  |  | 1
3420 | 29.4 | 27 |  |  |  |  | 1
3421 | 33.5 | 27.5 |  |  |  |  | 1
3422 | 32.8 | 27.5 |  |  |  |  | 1
3423 | 33.6 | 27.5 |  |  |  |  | 1
3424 | 34.1 | 27.5 |  |  |  |  | 1
3425 | 32.5 | 27.5 |  |  |  |  | 1
3426 | 30.5 | 27.5 |  |  |  |  | 1
3427 | 31.2 | 27.5 |  |  |  |  | 1
3428 | 31.6 | 27.5 |  |  |  |  | 1
3429 | 30.9 | 27.5 |  |  |  |  | 1
3430 | 29.9 | 27.5 |  |  |  |  | 1
3431 | 29.3 | 26.8 |  |  |  |  | 1
3432 | 26.5 | 24.1 |  |  |  |  | 1
3433 | 23.1 | 23 |  |  |  |  | 1
3434 | 23 | 23 |  |  |  |  | 1
3435 | 21.9 | 23 |  |  |  |  | 1
3436 | 22 | 23 |  |  |  |  | 1
3437 | 23.7 | 23 |  |  |  |  | 1
3438 | 24.5 | 23 |  |  |  |  | 1
3439 | 24.7 | 23 |  |  |  |  | 1
3440 | 25 | 23 |  |  |  |  | 1
3441 | 26.2 | 23.8 |  |  |  |  | 1
3442 | 28.5 | 26.1 |  |  |  |  | 1
3443 | 29.7 | 27.3 |  |  |  |  | 1
3444 | 32 | 27.5 |  |  |  |  | 1
3445 | 33.2 | 27.5 |  |  |  |  | 1
3446 | 31.2 | 27.5 |  |  |  |  | 1
3447 | 32.7 | 27.5 |  |  |  |  | 1
3448 | 33.5 | 27.5 |  |  |  |  | 1
3449 | 33.7 | 27.5 |  |  |  |  | 1
3450 | 32.3 | 27.5 |  |  |  |  | 1
3451 | 33.2 | 27.5 |  |  |  |  | 1
3452 | 32.1 | 27.5 |  |  |  |  | 1
3453 | 31.4 | 27.5 |  |  |  |  | 1
3454 | 26.9 | 24.5 |  |  |  |  | 1
3455 | 27.3 | 24.9 |  |  |  |  | 1
3456 | 26.1 | 23.7 |  |  |  |  | 1
3457 | 26.3 | 24 |  |  |  |  | 1
3458 | 22.8 | 23 |  |  |  |  | 1
3459 | 23.8 | 23 |  |  |  |  | 1
3460 | 22.4 | 23 |  |  |  |  | 1
3461 | 23.3 | 23 |  |  |  |  | 1
3462 | 23.1 | 23 |  |  |  |  | 1
3463 | 25 | 23 |  |  |  |  | 1
3464 | 26.2 | 23.9 |  |  |  |  | 1
3465 | 26.5 | 24.1 |  |  |  |  | 1
3466 | 29.4 | 27 |  |  |  |  | 1
3467 | 32 | 27.5 |  |  |  |  | 1
3468 | 32.4 | 27.5 |  |  |  |  | 1
3469 | 32.7 | 27.5 |  |  |  |  | 1
3470 | 34.7 | 27.5 |  |  |  |  | 1
3471 | 33.9 | 27.5 |  |  |  |  | 1
3472 | 35.5 | 27.5 |  |  |  |  | 1
3473 | 34.4 | 27.5 |  |  |  |  | 1
3474 | 32.7 | 27.5 |  |  |  |  | 1
3475 | 34 | 27.5 |  |  |  |  | 1
3476 | 31.2 | 27.5 |  |  |  |  | 1
3477 | 30.2 | 27.5 |  |  |  |  | 1
3478 | 28.1 | 25.7 |  |  |  |  | 1
3479 | 27.9 | 25.6 |  |  |  |  | 1
3480 | 24.8 | 23 |  |  |  |  | 1
3481 | 27.8 | 25.5 |  |  |  |  | 1
3482 | 23.2 | 23 |  |  |  |  | 1
3483 | 23.7 | 23 |  |  |  |  | 1
3484 | 22.8 | 23 |  |  |  |  | 1
3485 | 22.8 | 23 |  |  |  |  | 1
3486 | 24.1 | 23 |  |  |  |  | 1
3487 | 24.5 | 23 |  |  |  |  | 1
3488 | 28.1 | 25.8 |  |  |  |  | 1
3489 | 27.5 | 25.2 |  |  |  |  | 1
3490 | 29.2 | 26.9 |  |  |  |  | 1
3491 | 28.3 | 26 |  |  |  |  | 1
3492 | 31 | 27.5 |  |  |  |  | 1
3493 | 32.8 | 27.5 |  |  |  |  | 1
3494 | 32.9 | 27.5 |  |  |  |  | 1
3495 | 34.2 | 27.5 |  |  |  |  | 1
3496 | 34.5 | 27.5 |  |  |  |  | 1
3497 | 33.3 | 27.5 |  |  |  |  | 1
3498 | 33.1 | 27.5 |  |  |  |  | 1
3499 | 31.8 | 27.5 |  |  |  |  | 1
3500 | 31.7 | 27.5 |  |  |  |  | 1
3501 | 29.3 | 27 |  |  |  |  | 1
3502 | 29.3 | 27 |  |  |  |  | 1
3503 | 26.7 | 24.4 |  |  |  |  | 1
3504 | 26.3 | 24 |  |  |  |  | 1
3505 | 24.9 | 23 |  |  |  |  | 1
3506 | 24.7 | 23 |  |  |  |  | 1
3507 | 22.6 | 23 |  |  |  |  | 1
3508 | 23.6 | 23 |  |  |  |  | 1
3509 | 20.1 | 23 |  |  |  |  | 1
3510 | 24.6 | 23 |  |  |  |  | 1
3511 | 22.6 | 23 |  |  |  |  | 1
3512 | 25.6 | 23.3 |  |  |  |  | 1
3513 | 27.2 | 25 |  |  |  |  | 1
3514 | 31.4 | 27.5 |  |  |  |  | 1
3515 | 29.5 | 27.2 |  |  |  |  | 1
3516 | 32.7 | 27.5 |  |  |  |  | 1
3517 | 29.7 | 27.5 |  |  |  |  | 1
3518 | 31 | 27.5 |  |  |  |  | 1
3519 | 32.3 | 27.5 |  |  |  |  | 1
3520 | 32.7 | 27.5 |  |  |  |  | 1
3521 | 34.5 | 27.5 |  |  |  |  | 1
3522 | 31.1 | 27.5 |  |  |  |  | 1
3523 | 31.4 | 27.5 |  |  |  |  | 1
3524 | 30.8 | 27.5 |  |  |  |  | 1
3525 | 30.2 | 27.5 |  |  |  |  | 1
3526 | 29.4 | 27.1 |  |  |  |  | 1
3527 | 24.7 | 23 |  |  |  |  | 1
3528 | 26.4 | 24.2 |  |  |  |  | 1
3529 | 25.9 | 23.7 |  |  |  |  | 1
3530 | 21 | 23 |  |  |  |  | 1
3531 | 22.9 | 23 |  |  |  |  | 1
3532 | 25 | 23 |  |  |  |  | 1
3533 | 23.4 | 23 |  |  |  |  | 1
3534 | 22.8 | 23 |  |  |  |  | 1
3535 | 24.3 | 23 |  |  |  |  | 1
3536 | 26.5 | 24.3 |  |  |  |  | 1
3537 | 27.3 | 25.1 |  |  |  |  | 1
3538 | 28.1 | 25.9 |  |  |  |  | 1
3539 | 31.4 | 27.5 |  |  |  |  | 1
3540 | 31.5 | 27.5 |  |  |  |  | 1
3541 | 32.6 | 27.5 |  |  |  |  | 1
3542 | 33.2 | 27.5 |  |  |  |  | 1
3543 | 35.3 | 27.5 |  |  |  |  | 1
3544 | 31.6 | 27.5 |  |  |  |  | 1
3545 | 35.1 | 27.5 |  |  |  |  | 1
3546 | 34.9 | 27.5 |  |  |  |  | 1
3547 | 30.8 | 27.5 |  |  |  |  | 1
3548 | 30.9 | 27.5 |  |  |  |  | 1
3549 | 29.7 | 27.5 |  |  |  |  | 1
3550 | 30.5 | 27.5 |  |  |  |  | 1
3551 | 29.5 | 27.3 |  |  |  |  | 1
3552 | 24.6 | 23 |  |  |  |  | 1
3553 | 23.2 | 23 |  |  |  |  | 1
3554 | 24.4 | 23 |  |  |  |  | 1
3555 | 23.2 | 23 |  |  |  |  | 1
3556 | 23.9 | 23 |  |  |  |  | 1
3557 | 24.9 | 23 |  |  |  |  | 1
3558 | 23.5 | 23 |  |  |  |  | 1
3559 | 25.2 | 23 |  |  |  |  | 1
3560 | 25.1 | 23 |  |  |  |  | 1
3561 | 28.8 | 26.6 |  |  |  |  | 1
3562 | 28.9 | 26.8 |  |  |  |  | 1
3563 | 30.1 | 27.5 |  |  |  |  | 1
3564 | 32.1 | 27.5 |  |  |  |  | 1
3565 | 32.7 | 27.5 |  |  |  |  | 1
3566 | 31.6 | 27.5 |  |  |  |  | 1
3567 | 32 | 27.5 |  |  |  |  | 1
3568 | 33.3 | 27.5 |  |  |  |  | 1
3569 | 32.8 | 27.5 |  |  |  |  | 1
3570 | 33 | 27.5 |  |  |  |  | 1
3571 | 31.8 | 27.5 |  |  |  |  | 1
3572 | 32.2 | 27.5 |  |  |  |  | 1
3573 | 30.1 | 27.5 |  |  |  |  | 1
3574 | 30.5 | 27.5 |  |  |  |  | 1
3575 | 27.3 | 25.1 |  |  |  |  | 1
3576 | 26.3 | 24.1 |  |  |  |  | 1
3577 | 24.7 | 23 |  |  |  |  | 1
3578 | 24.3 | 23 |  |  |  |  | 1
3579 | 24.7 | 23 |  |  |  |  | 1
3580 | 22.2 | 23 |  |  |  |  | 1
3581 | 21 | 23 |  |  |  |  | 1
3582 | 24.7 | 23 |  |  |  |  | 1
3583 | 25.8 | 23.7 |  |  |  |  | 1
3584 | 25.5 | 23.3 |  |  |  |  | 1
3585 | 27.4 | 25.3 |  |  |  |  | 1
3586 | 29.9 | 27.5 |  |  |  |  | 1
3587 | 30.1 | 27.5 |  |  |  |  | 1
3588 | 29.4 | 27.3 |  |  |  |  | 1
3589 | 32.1 | 27.5 |  |  |  |  | 1
3590 | 33.5 | 27.5 |  |  |  |  | 1
3591 | 33.1 | 27.5 |  |  |  |  | 1
3592 | 32.6 | 27.5 |  |  |  |  | 1
3593 | 30.5 | 27.5 |  |  |  |  | 1
3594 | 34.9 | 27.5 |  |  |  |  | 1
3595 | 30 | 27.5 |  |  |  |  | 1
3596 | 30.3 | 27.5 |  |  |  |  | 1
3597 | 30.2 | 27.5 |  |  |  |  | 1
3598 | 29.5 | 27.4 |  |  |  |  | 1
3599 | 24.3 | 23 |  |  |  |  | 1
3600 | 26.8 | 24.6 |  |  |  |  | 1
3601 | 25.2 | 23.1 |  |  |  |  | 1
3602 | 25.4 | 23.3 |  |  |  |  | 1
3603 | 24.4 | 23 |  |  |  |  | 1
3604 | 26.4 | 24.3 |  |  |  |  | 1
3605 | 22.8 | 23 |  |  |  |  | 1
3606 | 24.2 | 23 |  |  |  |  | 1
3607 | 23.3 | 23 |  |  |  |  | 1
3608 | 25.3 | 23.2 |  |  |  |  | 1
3609 | 25.4 | 23.3 |  |  |  |  | 1
3610 | 29 | 26.9 |  |  |  |  | 1
3611 | 30.4 | 27.5 |  |  |  |  | 1
3612 | 30.9 | 27.5 |  |  |  |  | 1
3613 | 30.9 | 27.5 |  |  |  |  | 1
3614 | 31 | 27.5 |  |  |  |  | 1
3615 | 34.4 | 27.5 |  |  |  |  | 1
3616 | 32.8 | 27.5 |  |  |  |  | 1
3617 | 31.5 | 27.5 |  |  |  |  | 1
3618 | 33.7 | 27.5 |  |  |  |  | 1
3619 | 31.3 | 27.5 |  |  |  |  | 1
3620 | 29.2 | 27.1 |  |  |  |  | 1
3621 | 28.9 | 26.8 |  |  |  |  | 1
3622 | 27.6 | 25.6 |  |  |  |  | 1
3623 | 27.3 | 25.2 |  |  |  |  | 1
3624 | 24.5 | 23 |  |  |  |  | 1
3625 | 23.8 | 23 |  |  |  |  | 1
3626 | 23.8 | 23 |  |  |  |  | 1
3627 | 23.1 | 23 |  |  |  |  | 1
3628 | 23.3 | 23 |  |  |  |  | 1
3629 | 20.9 | 23 |  |  |  |  | 1
3630 | 24.4 | 23 |  |  |  |  | 1
3631 | 26 | 23.9 |  |  |  |  | 1
3632 | 25.7 | 23.6 |  |  |  |  | 1
3633 | 24.5 | 23 |  |  |  |  | 1
3634 | 27 | 24.9 |  |  |  |  | 1
3635 | 28.8 | 26.8 |  |  |  |  | 1
3636 | 32.2 | 27.5 |  |  |  |  | 1
3637 | 33.2 | 27.5 |  |  |  |  | 1
3638 | 32.4 | 27.5 |  |  |  |  | 1
3639 | 32.7 | 27.5 |  |  |  |  | 1
3640 | 34 | 27.5 |  |  |  |  | 1
3641 | 33.4 | 27.5 |  |  |  |  | 1
3642 | 33.7 | 27.5 |  |  |  |  | 1
3643 | 33 | 27.5 |  |  |  |  | 1
3644 | 32.5 | 27.5 |  |  |  |  | 1
3645 | 29.9 | 27.5 |  |  |  |  | 1
3646 | 29.4 | 27.4 |  |  |  |  | 1
3647 | 27.5 | 25.4 |  |  |  |  | 1
3648 | 26 | 24 |  |  |  |  | 1
3649 | 26.3 | 24.3 |  |  |  |  | 1
3650 | 22.9 | 23 |  |  |  |  | 1
3651 | 24.2 | 23 |  |  |  |  | 1
3652 | 23 | 23 |  |  |  |  | 1
3653 | 22.5 | 23 |  |  |  |  | 1
3654 | 22.9 | 23 |  |  |  |  | 1
3655 | 24.6 | 23 |  |  |  |  | 1
3656 | 28.3 | 26.2 |  |  |  |  | 1
3657 | 26.1 | 24.1 |  |  |  |  | 1
3658 | 28.8 | 26.8 |  |  |  |  | 1
3659 | 29 | 27 |  |  |  |  | 1
3660 | 31.5 | 27.5 |  |  |  |  | 1
3661 | 34.2 | 27.5 |  |  |  |  | 1
3662 | 33.3 | 27.5 |  |  |  |  | 1
3663 | 34.7 | 27.5 |  |  |  |  | 1
3664 | 34.3 | 27.5 |  |  |  |  | 1
3665 | 33.6 | 27.5 |  |  |  |  | 1
3666 | 33.3 | 27.5 |  |  |  |  | 1
3667 | 31.7 | 27.5 |  |  |  |  | 1
3668 | 30.6 | 27.5 |  |  |  |  | 1
3669 | 29.5 | 27.5 |  |  |  |  | 1
3670 | 27.4 | 25.3 |  |  |  |  | 1
3671 | 26.9 | 24.9 |  |  |  |  | 1
3672 | 25 | 23 |  |  |  |  | 1
3673 | 21.6 | 23 |  |  |  |  | 1
3674 | 23.8 | 23 |  |  |  |  | 1
3675 | 22.3 | 23 |  |  |  |  | 1
3676 | 22.9 | 23 |  |  |  |  | 1
3677 | 23 | 23 |  |  |  |  | 1
3678 | 23.6 | 23 |  |  |  |  | 1
3679 | 25.9 | 23.9 |  |  |  |  | 1
3680 | 24.4 | 23 |  |  |  |  | 1
3681 | 27.3 | 25.3 |  |  |  |  | 1
3682 | 26.9 | 24.9 |  |  |  |  | 1
3683 | 30.2 | 27.5 |  |  |  |  | 1
3684 | 30.3 | 27.5 |  |  |  |  | 1
3685 | 32.9 | 27.5 |  |  |  |  | 1
3686 | 34.2 | 27.5 |  |  |  |  | 1
3687 | 33.1 | 27.5 |  |  |  |  | 1
3688 | 33.4 | 27.5 |  |  |  |  | 1
3689 | 32.9 | 27.5 |  |  |  |  | 1
3690 | 34.2 | 27.5 |  |  |  |  | 1
3691 | 33.4 | 27.5 |  |  |  |  | 1
3692 | 31.6 | 27.5 |  |  |  |  | 1
3693 | 29.2 | 27.2 |  |  |  |  | 1
3694 | 28 | 26 |  |  |  |  | 1
3695 | 27.5 | 25.5 |  |  |  |  | 1
3696 | 25.1 | 23.1 |  |  |  |  | 1
3697 | 24 | 23 |  |  |  |  | 1
3698 | 24.4 | 23 |  |  |  |  | 1
3699 | 20.8 | 23 |  |  |  |  | 1
3700 | 23.7 | 23 |  |  |  |  | 1
3701 | 24.3 | 23 |  |  |  |  | 1
3702 | 23.6 | 23 |  |  |  |  | 1
3703 | 26 | 24 |  |  |  |  | 1
3704 | 25.3 | 23.3 |  |  |  |  | 1
3705 | 27 | 25.1 |  |  |  |  | 1
3706 | 26.9 | 25 |  |  |  |  | 1
3707 | 29.6 | 27.5 |  |  |  |  | 1
3708 | 30.3 | 27.5 |  |  |  |  | 1
3709 | 30.6 | 27.5 |  |  |  |  | 1
3710 | 33.4 | 27.5 |  |  |  |  | 1
3711 | 32.2 | 27.5 |  |  |  |  | 1
3712 | 33.1 | 27.5 |  |  |  |  | 1
3713 | 33.8 | 27.5 |  |  |  |  | 1
3714 | 34.6 | 27.5 |  |  |  |  | 1
3715 | 33.5 | 27.5 |  |  |  |  | 1
3716 | 32.4 | 27.5 |  |  |  |  | 1
3717 | 29.3 | 27.3 |  |  |  |  | 1
3718 | 26.6 | 24.6 |  |  |  |  | 1
3719 | 28.9 | 26.9 |  |  |  |  | 1
3720 | 28.1 | 26.1 |  |  |  |  | 1
3721 | 23.9 | 23 |  |  |  |  | 1
3722 | 22.6 | 23 |  |  |  |  | 1
3723 | 23 | 23 |  |  |  |  | 1
3724 | 23.7 | 23 |  |  |  |  | 1
3725 | 23.6 | 23 |  |  |  |  | 1
3726 | 26.6 | 24.7 |  |  |  |  | 1
3727 | 24.5 | 23 |  |  |  |  | 1
3728 | 25.4 | 23.5 |  |  |  |  | 1
3729 | 25.2 | 23.3 |  |  |  |  | 1
3730 | 28.3 | 26.4 |  |  |  |  | 1
3731 | 31.2 | 27.5 |  |  |  |  | 1
3732 | 31.3 | 27.5 |  |  |  |  | 1
3733 | 31.8 | 27.5 |  |  |  |  | 1
3734 | 33.2 | 27.5 |  |  |  |  | 1
3735 | 31.9 | 27.5 |  |  |  |  | 1
3736 | 33.4 | 27.5 |  |  |  |  | 1
3737 | 32.8 | 27.5 |  |  |  |  | 1
3738 | 34.5 | 27.5 |  |  |  |  | 1
3739 | 30.7 | 27.5 |  |  |  |  | 1
3740 | 32.7 | 27.5 |  |  |  |  | 1
3741 | 31.4 | 27.5 |  |  |  |  | 1
3742 | 26.8 | 24.9 |  |  |  |  | 1
3743 | 25.3 | 23.4 |  |  |  |  | 1
3744 | 25.8 | 23.9 |  |  |  |  | 1
3745 | 23.1 | 23 |  |  |  |  | 1
3746 | 26 | 24.1 |  |  |  |  | 1
3747 | 24.6 | 23 |  |  |  |  | 1
3748 | 24.3 | 23 |  |  |  |  | 1
3749 | 22.4 | 23 |  |  |  |  | 1
3750 | 23.8 | 23 |  |  |  |  | 1
3751 | 28 | 26.1 |  |  |  |  | 1
3752 | 25.1 | 23.3 |  |  |  |  | 1
3753 | 24.1 | 23 |  |  |  |  | 1
3754 | 29.3 | 27.4 |  |  |  |  | 1
3755 | 29.4 | 27.5 |  |  |  |  | 1
3756 | 31.5 | 27.5 |  |  |  |  | 1
3757 | 30.5 | 27.5 |  |  |  |  | 1
3758 | 34.9 | 27.5 |  |  |  |  | 1
3759 | 33.7 | 27.5 |  |  |  |  | 1
3760 | 33 | 27.5 |  |  |  |  | 1
3761 | 33.8 | 27.5 |  |  |  |  | 1
3762 | 32.8 | 27.5 |  |  |  |  | 1
3763 | 35.3 | 27.5 |  |  |  |  | 1
3764 | 30.5 | 27.5 |  |  |  |  | 1
3765 | 31 | 27.5 |  |  |  |  | 1
3766 | 29 | 27.1 |  |  |  |  | 1
3767 | 25 | 23.1 |  |  |  |  | 1
3768 | 26.9 | 25 |  |  |  |  | 1
3769 | 27 | 25.1 |  |  |  |  | 1
3770 | 24.4 | 23 |  |  |  |  | 1
3771 | 23.3 | 23 |  |  |  |  | 1
3772 | 23.1 | 23 |  |  |  |  | 1
3773 | 23 | 23 |  |  |  |  | 1
3774 | 22.9 | 23 |  |  |  |  | 1
3775 | 25.8 | 24 |  |  |  |  | 1
3776 | 26.2 | 24.4 |  |  |  |  | 1
3777 | 26.3 | 24.4 |  |  |  |  | 1
3778 | 29.5 | 27.5 |  |  |  |  | 1
3779 | 29.9 | 27.5 |  |  |  |  | 1
3780 | 31.4 | 27.5 |  |  |  |  | 1
3781 | 32.9 | 27.5 |  |  |  |  | 1
3782 | 32.6 | 27.5 |  |  |  |  | 1
3783 | 32.6 | 27.5 |  |  |  |  | 1
3784 | 36.1 | 27.5 |  |  |  |  | 1
3785 | 33.5 | 27.5 |  |  |  |  | 1
3786 | 33.2 | 27.5 |  |  |  |  | 1
3787 | 31.5 | 27.5 |  |  |  |  | 1
3788 | 30.8 | 27.5 |  |  |  |  | 1
3789 | 30.6 | 27.5 |  |  |  |  | 1
3790 | 28.1 | 26.2 |  |  |  |  | 1
3791 | 25.2 | 23.4 |  |  |  |  | 1
3792 | 27.4 | 25.6 |  |  |  |  | 1
3793 | 25.7 | 23.9 |  |  |  |  | 1
3794 | 22.3 | 23 |  |  |  |  | 1
3795 | 22.5 | 23 |  |  |  |  | 1
3796 | 22 | 23 |  |  |  |  | 1
3797 | 25.3 | 23.5 |  |  |  |  | 1
3798 | 24.3 | 23 |  |  |  |  | 1
3799 | 24.4 | 23 |  |  |  |  | 1
3800 | 27.3 | 25.5 |  |  |  |  | 1
3801 | 28.2 | 26.4 |  |  |  |  | 1
3802 | 28.5 | 26.7 |  |  |  |  | 1
3803 | 30.9 | 27.5 |  |  |  |  | 1
3804 | 31.8 | 27.5 |  |  |  |  | 1
3805 | 31.1 | 27.5 |  |  |  |  | 1
3806 | 32.1 | 27.5 |  |  |  |  | 1
3807 | 33.7 | 27.5 |  |  |  |  | 1
3808 | 33.1 | 27.5 |  |  |  |  | 1
3809 | 32.8 | 27.5 |  |  |  |  | 1
3810 | 34.1 | 27.5 |  |  |  |  | 1
3811 | 31 | 27.5 |  |  |  |  | 1
3812 | 31.2 | 27.5 |  |  |  |  | 1
3813 | 29.8 | 27.5 |  |  |  |  | 1
3814 | 28.5 | 26.8 |  |  |  |  | 1
3815 | 28 | 26.2 |  |  |  |  | 1
3816 | 26.1 | 24.3 |  |  |  |  | 1
3817 | 25.4 | 23.6 |  |  |  |  | 1
3818 | 26.2 | 24.4 |  |  |  |  | 1
3819 | 23.7 | 23 |  |  |  |  | 1
3820 | 22.9 | 23 |  |  |  |  | 1
3821 | 24.3 | 23 |  |  |  |  | 1
3822 | 24.5 | 23 |  |  |  |  | 1
3823 | 24.5 | 23 |  |  |  |  | 1
3824 | 25.4 | 23.6 |  |  |  |  | 1
3825 | 24.8 | 23.1 |  |  |  |  | 1
3826 | 28.2 | 26.4 |  |  |  |  | 1
3827 | 29.1 | 27.4 |  |  |  |  | 1
3828 | 30.2 | 27.5 |  |  |  |  | 1
3829 | 32.5 | 27.5 |  |  |  |  | 1
3830 | 32.5 | 27.5 |  |  |  |  | 1
3831 | 32.5 | 27.5 |  |  |  |  | 1
3832 | 34.8 | 27.5 |  |  |  |  | 1
3833 | 32.5 | 27.5 |  |  |  |  | 1
3834 | 33.6 | 27.5 |  |  |  |  | 1
3835 | 31.3 | 27.5 |  |  |  |  | 1
3836 | 29.8 | 27.5 |  |  |  |  | 1
3837 | 27.6 | 25.9 |  |  |  |  | 1
3838 | 28.4 | 26.7 |  |  |  |  | 1
3839 | 28.9 | 27.2 |  |  |  |  | 1
3840 | 25.6 | 23.8 |  |  |  |  | 1
3841 | 23.5 | 23 |  |  |  |  | 1
3842 | 22.9 | 23 |  |  |  |  | 1
3843 | 22.6 | 23 |  |  |  |  | 1
3844 | 23.5 | 23 |  |  |  |  | 1
3845 | 24.6 | 23 |  |  |  |  | 1
3846 | 23.6 | 23 |  |  |  |  | 1
3847 | 27.2 | 25.5 |  |  |  |  | 1
3848 | 25.1 | 23.4 |  |  |  |  | 1
3849 | 25.9 | 24.2 |  |  |  |  | 1
3850 | 29.5 | 27.5 |  |  |  |  | 1
3851 | 30.8 | 27.5 |  |  |  |  | 1
3852 | 31 | 27.5 |  |  |  |  | 1
3853 | 31.2 | 27.5 |  |  |  |  | 1
3854 | 32.4 | 27.5 |  |  |  |  | 1
3855 | 35.3 | 27.5 |  |  |  |  | 1
3856 | 33.6 | 27.5 |  |  |  |  | 1
3857 | 32.5 | 27.5 |  |  |  |  | 1
3858 | 34.3 | 27.5 |  |  |  |  | 1
3859 | 32.4 | 27.5 |  |  |  |  | 1
3860 | 30.4 | 27.5 |  |  |  |  | 1
3861 | 31.7 | 27.5 |  |  |  |  | 1
3862 | 30 | 27.5 |  |  |  |  | 1
3863 | 29.2 | 27.4 |  |  |  |  | 1
3864 | 26.5 | 24.8 |  |  |  |  | 1
3865 | 25 | 23.4 |  |  |  |  | 1
3866 | 22.4 | 23 |  |  |  |  | 1
3867 | 22.8 | 23 |  |  |  |  | 1
3868 | 21.9 | 23 |  |  |  |  | 1
3869 | 23.3 | 23 |  |  |  |  | 1
3870 | 26.6 | 24.9 |  |  |  |  | 1
3871 | 23.8 | 23 |  |  |  |  | 1
3872 | 25.9 | 24.3 |  |  |  |  | 1
3873 | 27.8 | 26.1 |  |  |  |  | 1
3874 | 30.3 | 27.5 |  |  |  |  | 1
3875 | 30.6 | 27.5 |  |  |  |  | 1
3876 | 30.8 | 27.5 |  |  |  |  | 1
3877 | 30.4 | 27.5 |  |  |  |  | 1
3878 | 34.4 | 27.5 |  |  |  |  | 1
3879 | 32.6 | 27.5 |  |  |  |  | 1
3880 | 32.1 | 27.5 |  |  |  |  | 1
3881 | 33.8 | 27.5 |  |  |  |  | 1
3882 | 33.7 | 27.5 |  |  |  |  | 1
3883 | 30.4 | 27.5 |  |  |  |  | 1
3884 | 29 | 27.3 |  |  |  |  | 1
3885 | 31.3 | 27.5 |  |  |  |  | 1
3886 | 28.2 | 26.5 |  |  |  |  | 1
3887 | 26.6 | 25 |  |  |  |  | 1
3888 | 27.9 | 26.2 |  |  |  |  | 1
3889 | 25.6 | 24 |  |  |  |  | 1
3890 | 23.1 | 23 |  |  |  |  | 1
3891 | 23.5 | 23 |  |  |  |  | 1
3892 | 23.5 | 23 |  |  |  |  | 1
3893 | 23.5 | 23 |  |  |  |  | 1
3894 | 24.1 | 23 |  |  |  |  | 1
3895 | 22.6 | 23 |  |  |  |  | 1
3896 | 25.7 | 24 |  |  |  |  | 1
3897 | 28.6 | 27 |  |  |  |  | 1
3898 | 27.6 | 26 |  |  |  |  | 1
3899 | 30.1 | 27.5 |  |  |  |  | 1
3900 | 32.2 | 27.5 |  |  |  |  | 1
3901 | 32.3 | 27.5 |  |  |  |  | 1
3902 | 34.7 | 27.5 |  |  |  |  | 1
3903 | 33.4 | 27.5 |  |  |  |  | 1
3904 | 31.4 | 27.5 |  |  |  |  | 1
3905 | 32.3 | 27.5 |  |  |  |  | 1
3906 | 32.1 | 27.5 |  |  |  |  | 1
3907 | 31.1 | 27.5 |  |  |  |  | 1
3908 | 31.3 | 27.5 |  |  |  |  | 1
3909 | 31.4 | 27.5 |  |  |  |  | 1
3910 | 28.3 | 26.6 |  |  |  |  | 1
3911 | 28.5 | 26.9 |  |  |  |  | 1
3912 | 25.3 | 23.6 |  |  |  |  | 1
3913 | 24.6 | 23 |  |  |  |  | 1
3914 | 22.7 | 23 |  |  |  |  | 1
3915 | 23.1 | 23 |  |  |  |  | 1
3916 | 25.3 | 23.6 |  |  |  |  | 1
3917 | 21.1 | 23 |  |  |  |  | 1
3918 | 24.1 | 23 |  |  |  |  | 1
3919 | 25 | 23.4 |  |  |  |  | 1
3920 | 26 | 24.4 |  |  |  |  | 1
3921 | 25.7 | 24 |  |  |  |  | 1
3922 | 29.7 | 27.5 |  |  |  |  | 1
3923 | 29.6 | 27.5 |  |  |  |  | 1
3924 | 29.9 | 27.5 |  |  |  |  | 1
3925 | 30.5 | 27.5 |  |  |  |  | 1
3926 | 31.5 | 27.5 |  |  |  |  | 1
3927 | 32.8 | 27.5 |  |  |  |  | 1
3928 | 34.5 | 27.5 |  |  |  |  | 1
3929 | 34.8 | 27.5 |  |  |  |  | 1
3930 | 32.4 | 27.5 |  |  |  |  | 1
3931 | 33.9 | 27.5 |  |  |  |  | 1
3932 | 31.5 | 27.5 |  |  |  |  | 1
3933 | 30.4 | 27.5 |  |  |  |  | 1
3934 | 27.8 | 26.2 |  |  |  |  | 1
3935 | 27.3 | 25.7 |  |  |  |  | 1
3936 | 23.8 | 23 |  |  |  |  | 1
3937 | 24.5 | 23 |  |  |  |  | 1
3938 | 22 | 23 |  |  |  |  | 1
3939 | 24.1 | 23 |  |  |  |  | 1
3940 | 25 | 23.4 |  |  |  |  | 1
3941 | 23.4 | 23 |  |  |  |  | 1
3942 | 24.8 | 23.2 |  |  |  |  | 1
3943 | 23.5 | 23 |  |  |  |  | 1
3944 | 24.8 | 23.2 |  |  |  |  | 1
3945 | 26 | 24.4 |  |  |  |  | 1
3946 | 28.5 | 26.9 |  |  |  |  | 1
3947 | 27.7 | 26.1 |  |  |  |  | 1
3948 | 30.7 | 27.5 |  |  |  |  | 1
3949 | 30.8 | 27.5 |  |  |  |  | 1
3950 | 35 | 27.5 |  |  |  |  | 1
3951 | 34 | 27.5 |  |  |  |  | 1
3952 | 33.4 | 27.5 |  |  |  |  | 1
3953 | 33.8 | 27.5 |  |  |  |  | 1
3954 | 33.3 | 27.5 |  |  |  |  | 1
3955 | 29 | 27.4 |  |  |  |  | 1
3956 | 30.9 | 27.5 |  |  |  |  | 1
3957 | 29.7 | 27.5 |  |  |  |  | 1
3958 | 29.1 | 27.5 |  |  |  |  | 1
3959 | 27.9 | 26.3 |  |  |  |  | 1
3960 | 23.8 | 23 |  |  |  |  | 1
3961 | 24.2 | 23 |  |  |  |  | 1
3962 | 23.3 | 23 |  |  |  |  | 1
3963 | 24.1 | 23 |  |  |  |  | 1
3964 | 22.9 | 23 |  |  |  |  | 1
3965 | 24.3 | 23 |  |  |  |  | 1
3966 | 24.3 | 23 |  |  |  |  | 1
3967 | 26.1 | 24.5 |  |  |  |  | 1
3968 | 26.8 | 25.3 |  |  |  |  | 1
3969 | 26.7 | 25.1 |  |  |  |  | 1
3970 | 28 | 26.5 |  |  |  |  | 1
3971 | 29.2 | 27.5 |  |  |  |  | 1
3972 | 28.7 | 27.2 |  |  |  |  | 1
3973 | 30.7 | 27.5 |  |  |  |  | 1
3974 | 33.5 | 27.5 |  |  |  |  | 1
3975 | 33.8 | 27.5 |  |  |  |  | 1
3976 | 35.3 | 27.5 |  |  |  |  | 1
3977 | 34.1 | 27.5 |  |  |  |  | 1
3978 | 35 | 27.5 |  |  |  |  | 1
3979 | 32 | 27.5 |  |  |  |  | 1
3980 | 31.8 | 27.5 |  |  |  |  | 1
3981 | 29.5 | 27.5 |  |  |  |  | 1
3982 | 26.9 | 25.4 |  |  |  |  | 1
3983 | 26.5 | 24.9 |  |  |  |  | 1
3984 | 25.7 | 24.2 |  |  |  |  | 1
3985 | 25.7 | 24.2 |  |  |  |  | 1
3986 | 24.8 | 23.2 |  |  |  |  | 1
3987 | 23.4 | 23 |  |  |  |  | 1
3988 | 23.6 | 23 |  |  |  |  | 1
3989 | 23.6 | 23 |  |  |  |  | 1
3990 | 24.1 | 23 |  |  |  |  | 1
3991 | 24.4 | 23 |  |  |  |  | 1
3992 | 28 | 26.5 |  |  |  |  | 1
3993 | 28.3 | 26.7 |  |  |  |  | 1
3994 | 30 | 27.5 |  |  |  |  | 1
3995 | 31.7 | 27.5 |  |  |  |  | 1
3996 | 31.9 | 27.5 |  |  |  |  | 1
3997 | 33 | 27.5 |  |  |  |  | 1
3998 | 32.4 | 27.5 |  |  |  |  | 1
3999 | 32.7 | 27.5 |  |  |  |  | 1
4000 | 35.2 | 27.5 |  |  |  |  | 1
4001 | 35.7 | 27.5 |  |  |  |  | 1
4002 | 32.5 | 27.5 |  |  |  |  | 1
4003 | 33 | 27.5 |  |  |  |  | 1
4004 | 29.7 | 27.5 |  |  |  |  | 1
4005 | 30.2 | 27.5 |  |  |  |  | 1
4006 | 28.3 | 26.8 |  |  |  |  | 1
4007 | 27 | 25.4 |  |  |  |  | 1
4008 | 25.7 | 24.2 |  |  |  |  | 1
4009 | 25 | 23.5 |  |  |  |  | 1
4010 | 24.2 | 23 |  |  |  |  | 1
4011 | 26.1 | 24.6 |  |  |  |  | 1
4012 | 24.1 | 23 |  |  |  |  | 1
4013 | 23.7 | 23 |  |  |  |  | 1
4014 | 24.5 | 23 |  |  |  |  | 1
4015 | 23.6 | 23 |  |  |  |  | 1
4016 | 26.9 | 25.4 |  |  |  |  | 1
4017 | 27.3 | 25.8 |  |  |  |  | 1
4018 | 28.7 | 27.2 |  |  |  |  | 1
4019 | 31.4 | 27.5 |  |  |  |  | 1
4020 | 31.1 | 27.5 |  |  |  |  | 1
4021 | 31.5 | 27.5 |  |  |  |  | 1
4022 | 34.3 | 27.5 |  |  |  |  | 1
4023 | 32.2 | 27.5 |  |  |  |  | 1
4024 | 34.7 | 27.5 |  |  |  |  | 1
4025 | 35.2 | 27.5 |  |  |  |  | 1
4026 | 32.4 | 27.5 |  |  |  |  | 1
4027 | 31.9 | 27.5 |  |  |  |  | 1
4028 | 32.6 | 27.5 |  |  |  |  | 1
4029 | 30 | 27.5 |  |  |  |  | 1
4030 | 29.9 | 27.5 |  |  |  |  | 1
4031 | 27.5 | 26 |  |  |  |  | 1
4032 | 27.4 | 25.9 |  |  |  |  | 1
4033 | 26.1 | 24.6 |  |  |  |  | 1
4034 | 24.1 | 23 |  |  |  |  | 1
4035 | 24.1 | 23 |  |  |  |  | 1
4036 | 22.1 | 23 |  |  |  |  | 1
4037 | 23.9 | 23 |  |  |  |  | 1
4038 | 25.6 | 24.1 |  |  |  |  | 1
4039 | 26.9 | 25.4 |  |  |  |  | 1
4040 | 26 | 24.5 |  |  |  |  | 1
4041 | 27.2 | 25.7 |  |  |  |  | 1
4042 | 29.9 | 27.5 |  |  |  |  | 1
4043 | 30.1 | 27.5 |  |  |  |  | 1
4044 | 32.1 | 27.5 |  |  |  |  | 1
4045 | 33.5 | 27.5 |  |  |  |  | 1
4046 | 33.1 | 27.5 |  |  |  |  | 1
4047 | 33.1 | 27.5 |  |  |  |  | 1
4048 | 36 | 27.5 |  |  |  |  | 1
4049 | 34.2 | 27.5 |  |  |  |  | 1
4050 | 34.1 | 27.5 |  |  |  |  | 1
4051 | 32.7 | 27.5 |  |  |  |  | 1
4052 | 32.8 | 27.5 |  |  |  |  | 1
4053 | 28.9 | 27.5 |  |  |  |  | 1
4054 | 31.3 | 27.5 |  |  |  |  | 1
4055 | 28.4 | 26.9 |  |  |  |  | 1
4056 | 24.4 | 23 |  |  |  |  | 1
4057 | 25.2 | 23.8 |  |  |  |  | 1
4058 | 24.1 | 23 |  |  |  |  | 1
4059 | 22.4 | 23 |  |  |  |  | 1
4060 | 22.6 | 23 |  |  |  |  | 1
4061 | 23.5 | 23 |  |  |  |  | 1
4062 | 21.4 | 23 |  |  |  |  | 1
4063 | 25.1 | 23.7 |  |  |  |  | 1
4064 | 24.7 | 23.2 |  |  |  |  | 1
4065 | 28.5 | 27.1 |  |  |  |  | 1
4066 | 28.9 | 27.4 |  |  |  |  | 1
4067 | 30.8 | 27.5 |  |  |  |  | 1
4068 | 30.4 | 27.5 |  |  |  |  | 1
4069 | 34 | 27.5 |  |  |  |  | 1
4070 | 33.6 | 27.5 |  |  |  |  | 1
4071 | 33.9 | 27.5 |  |  |  |  | 1
4072 | 32.9 | 27.5 |  |  |  |  | 1
4073 | 33.3 | 27.5 |  |  |  |  | 1
4074 | 30.8 | 27.5 |  |  |  |  | 1
4075 | 31.4 | 27.5 |  |  |  |  | 1
4076 | 29.6 | 27.5 |  |  |  |  | 1
4077 | 30.1 | 27.5 |  |  |  |  | 1
4078 | 28.3 | 26.8 |  |  |  |  | 1
4079 | 25.6 | 24.2 |  |  |  |  | 1
4080 | 26 | 24.5 |  |  |  |  | 1
4081 | 26 | 24.6 |  |  |  |  | 1
4082 | 23.7 | 23 |  |  |  |  | 1
4083 | 22.2 | 23 |  |  |  |  | 1
4084 | 22.3 | 23 |  |  |  |  | 1
4085 | 22.2 | 23 |  |  |  |  | 1
4086 | 24.3 | 23 |  |  |  |  | 1
4087 | 25.7 | 24.2 |  |  |  |  | 1
4088 | 26.6 | 25.1 |  |  |  |  | 1
4089 | 27 | 25.5 |  |  |  |  | 1
4090 | 27.9 | 26.5 |  |  |  |  | 1
4091 | 28.6 | 27.2 |  |  |  |  | 1
4092 | 32.1 | 27.5 |  |  |  |  | 1
4093 | 31.9 | 27.5 |  |  |  |  | 1
4094 | 33.3 | 27.5 |  |  |  |  | 1
4095 | 35.4 | 27.5 |  |  |  |  | 1
4096 | 35.5 | 27.5 |  |  |  |  | 1
4097 | 32.6 | 27.5 |  |  |  |  | 1
4098 | 31.7 | 27.5 |  |  |  |  | 1
4099 | 32.3 | 27.5 |  |  |  |  | 1
4100 | 30.3 | 27.5 |  |  |  |  | 1
4101 | 30.7 | 27.5 |  |  |  |  | 1
4102 | 26.9 | 25.4 |  |  |  |  | 1
4103 | 26.9 | 25.5 |  |  |  |  | 1
4104 | 27.1 | 25.7 |  |  |  |  | 1
4105 | 23.9 | 23 |  |  |  |  | 1
4106 | 23.9 | 23 |  |  |  |  | 1
4107 | 21.8 | 23 |  |  |  |  | 1
4108 | 24.3 | 23 |  |  |  |  | 1
4109 | 23.7 | 23 |  |  |  |  | 1
4110 | 25.5 | 24.1 |  |  |  |  | 1
4111 | 24.8 | 23.4 |  |  |  |  | 1
4112 | 25.7 | 24.3 |  |  |  |  | 1
4113 | 29.2 | 27.5 |  |  |  |  | 1
4114 | 27.6 | 26.2 |  |  |  |  | 1
4115 | 31 | 27.5 |  |  |  |  | 1
4116 | 33.3 | 27.5 |  |  |  |  | 1
4117 | 34.7 | 27.5 |  |  |  |  | 1
4118 | 31.6 | 27.5 |  |  |  |  | 1
4119 | 32.8 | 27.5 |  |  |  |  | 1
4120 | 34 | 27.5 |  |  |  |  | 1
4121 | 32.9 | 27.5 |  |  |  |  | 1
4122 | 33.5 | 27.5 |  |  |  |  | 1
4123 | 32.7 | 27.5 |  |  |  |  | 1
4124 | 30.8 | 27.5 |  |  |  |  | 1
4125 | 30 | 27.5 |  |  |  |  | 1
4126 | 28.8 | 27.4 |  |  |  |  | 1
4127 | 26.8 | 25.4 |  |  |  |  | 1
4128 | 24.9 | 23.5 |  |  |  |  | 1
4129 | 24.2 | 23 |  |  |  |  | 1
4130 | 22.9 | 23 |  |  |  |  | 1
4131 | 22.6 | 23 |  |  |  |  | 1
4132 | 21.6 | 23 |  |  |  |  | 1
4133 | 22.2 | 23 |  |  |  |  | 1
4134 | 24.7 | 23.3 |  |  |  |  | 1
4135 | 24.5 | 23.1 |  |  |  |  | 1
4136 | 27 | 25.6 |  |  |  |  | 1
4137 | 25.4 | 24 |  |  |  |  | 1
4138 | 28.4 | 27.1 |  |  |  |  | 1
4139 | 31.5 | 27.5 |  |  |  |  | 1
4140 | 32.9 | 27.5 |  |  |  |  | 1
4141 | 32.2 | 27.5 |  |  |  |  | 1
4142 | 33.9 | 27.5 |  |  |  |  | 1
4143 | 33.4 | 27.5 |  |  |  |  | 1
4144 | 34.5 | 27.5 |  |  |  |  | 1
4145 | 33.5 | 27.5 |  |  |  |  | 1
4146 | 33.8 | 27.5 |  |  |  |  | 1
4147 | 34.2 | 27.5 |  |  |  |  | 1
4148 | 30.1 | 27.5 |  |  |  |  | 1
4149 | 30.7 | 27.5 |  |  |  |  | 1
4150 | 27.2 | 25.8 |  |  |  |  | 1
4151 | 26.5 | 25.1 |  |  |  |  | 1
4152 | 24.5 | 23.2 |  |  |  |  | 1
4153 | 24.1 | 23 |  |  |  |  | 1
4154 | 23.6 | 23 |  |  |  |  | 1
4155 | 22.6 | 23 |  |  |  |  | 1
4156 | 21.3 | 23 |  |  |  |  | 1
4157 | 23.4 | 23 |  |  |  |  | 1
4158 | 25.5 | 24.2 |  |  |  |  | 1
4159 | 25.7 | 24.4 |  |  |  |  | 1
4160 | 27 | 25.7 |  |  |  |  | 1
4161 | 26.3 | 25 |  |  |  |  | 1
4162 | 28.8 | 27.5 |  |  |  |  | 1
4163 | 31.2 | 27.5 |  |  |  |  | 1
4164 | 32.2 | 27.5 |  |  |  |  | 1
4165 | 34 | 27.5 |  |  |  |  | 1
4166 | 31.4 | 27.5 |  |  |  |  | 1
4167 | 31.7 | 27.5 |  |  |  |  | 1
4168 | 34.5 | 27.5 |  |  |  |  | 1
4169 | 33.9 | 27.5 |  |  |  |  | 1
4170 | 31.1 | 27.5 |  |  |  |  | 1
4171 | 34.2 | 27.5 |  |  |  |  | 1
4172 | 30.9 | 27.5 |  |  |  |  | 1
4173 | 29.7 | 27.5 |  |  |  |  | 1
4174 | 28 | 26.6 |  |  |  |  | 1
4175 | 26.1 | 24.8 |  |  |  |  | 1
4176 | 25.8 | 24.4 |  |  |  |  | 1
4177 | 23.5 | 23 |  |  |  |  | 1
4178 | 24.5 | 23.2 |  |  |  |  | 1
4179 | 22.7 | 23 |  |  |  |  | 1
4180 | 25.1 | 23.7 |  |  |  |  | 1
4181 | 21.3 | 23 |  |  |  |  | 1
4182 | 22.4 | 23 |  |  |  |  | 1
4183 | 26.6 | 25.2 |  |  |  |  | 1
4184 | 28.5 | 27.2 |  |  |  |  | 1
4185 | 27.6 | 26.2 |  |  |  |  | 1
4186 | 28 | 26.7 |  |  |  |  | 1
4187 | 30.4 | 27.5 |  |  |  |  | 1
4188 | 31.8 | 27.5 |  |  |  |  | 1
4189 | 30.9 | 27.5 |  |  |  |  | 1
4190 | 34.8 | 27.5 |  |  |  |  | 1
4191 | 32.3 | 27.5 |  |  |  |  | 1
4192 | 34.6 | 27.5 |  |  |  |  | 1
4193 | 32.2 | 27.5 |  |  |  |  | 1
4194 | 32.2 | 27.5 |  |  |  |  | 1
4195 | 31.7 | 27.5 |  |  |  |  | 1
4196 | 32.8 | 27.5 |  |  |  |  | 1
4197 | 30.3 | 27.5 |  |  |  |  | 1
4198 | 27 | 25.6 |  |  |  |  | 1
4199 | 27.4 | 26 |  |  |  |  | 1
4200 | 26.3 | 25 |  |  |  |  | 1
4201 | 25.5 | 24.2 |  |  |  |  | 1
4202 | 25 | 23.7 |  |  |  |  | 1
4203 | 23.2 | 23 |  |  |  |  | 1
4204 | 22.2 | 23 |  |  |  |  | 1
4205 | 23.3 | 23 |  |  |  |  | 1
4206 | 24.7 | 23.4 |  |  |  |  | 1
4207 | 27.2 | 25.9 |  |  |  |  | 1
4208 | 26 | 24.7 |  |  |  |  | 1
4209 | 28.8 | 27.5 |  |  |  |  | 1
4210 | 26.6 | 25.3 |  |  |  |  | 1
4211 | 28.7 | 27.4 |  |  |  |  | 1
4212 | 31.6 | 27.5 |  |  |  |  | 1
4213 | 31.6 | 27.5 |  |  |  |  | 1
4214 | 30 | 27.5 |  |  |  |  | 1
4215 | 33.1 | 27.5 |  |  |  |  | 1
4216 | 33.4 | 27.5 |  |  |  |  | 1
4217 | 33.8 | 27.5 |  |  |  |  | 1
4218 | 33.2 | 27.5 |  |  |  |  | 1
4219 | 32.3 | 27.5 |  |  |  |  | 1
4220 | 31.6 | 27.5 |  |  |  |  | 1
4221 | 31 | 27.5 |  |  |  |  | 1
4222 | 28.3 | 27 |  |  |  |  | 1
4223 | 26.2 | 24.9 |  |  |  |  | 1
4224 | 23.5 | 23 |  |  |  |  | 1
4225 | 23.4 | 23 |  |  |  |  | 1
4226 | 23.9 | 23 |  |  |  |  | 1
4227 | 26.5 | 25.2 |  |  |  |  | 1
4228 | 23.4 | 23 |  |  |  |  | 1
4229 | 23.5 | 23 |  |  |  |  | 1
4230 | 24.2 | 23 |  |  |  |  | 1
4231 | 25.7 | 24.4 |  |  |  |  | 1
4232 | 25.2 | 23.9 |  |  |  |  | 1
4233 | 25.8 | 24.6 |  |  |  |  | 1
4234 | 28.4 | 27.1 |  |  |  |  | 1
4235 | 30.9 | 27.5 |  |  |  |  | 1
4236 | 29.3 | 27.5 |  |  |  |  | 1
4237 | 31.3 | 27.5 |  |  |  |  | 1
4238 | 34.8 | 27.5 |  |  |  |  | 1
4239 | 35.6 | 27.5 |  |  |  |  | 1
4240 | 35.6 | 27.5 |  |  |  |  | 1
4241 | 33.5 | 27.5 |  |  |  |  | 1
4242 | 31.3 | 27.5 |  |  |  |  | 1
4243 | 33.2 | 27.5 |  |  |  |  | 1
4244 | 31.3 | 27.5 |  |  |  |  | 1
4245 | 31.4 | 27.5 |  |  |  |  | 1
4246 | 29.6 | 27.5 |  |  |  |  | 1
4247 | 24.6 | 23.4 |  |  |  |  | 1
4248 | 27.3 | 26 |  |  |  |  | 1
4249 | 23.8 | 23 |  |  |  |  | 1
4250 | 23.7 | 23 |  |  |  |  | 1
4251 | 22.3 | 23 |  |  |  |  | 1
4252 | 22.5 | 23 |  |  |  |  | 1
4253 | 23.1 | 23 |  |  |  |  | 1
4254 | 23.3 | 23 |  |  |  |  | 1
4255 | 27 | 25.7 |  |  |  |  | 1
4256 | 26.2 | 25 |  |  |  |  | 1
4257 | 29.5 | 27.5 |  |  |  |  | 1
4258 | 29 | 27.5 |  |  |  |  | 1
4259 | 28.5 | 27.3 |  |  |  |  | 1
4260 | 34.7 | 27.5 |  |  |  |  | 1
4261 | 31.1 | 27.5 |  |  |  |  | 1
4262 | 31.5 | 27.5 |  |  |  |  | 1
4263 | 32.4 | 27.5 |  |  |  |  | 1
4264 | 33.4 | 27.5 |  |  |  |  | 1
4265 | 35 | 27.5 |  |  |  |  | 1
4266 | 30.6 | 27.5 |  |  |  |  | 1
4267 | 33 | 27.5 |  |  |  |  | 1
4268 | 31.5 | 27.5 |  |  |  |  | 1
4269 | 31 | 27.5 |  |  |  |  | 1
4270 | 28.9 | 27.5 |  |  |  |  | 1
4271 | 27.6 | 26.4 |  |  |  |  | 1
4272 | 27.4 | 26.2 |  |  |  |  | 1
4273 | 24.7 | 23.4 |  |  |  |  | 1
4274 | 26.4 | 25.1 |  |  |  |  | 1
4275 | 23.5 | 23 |  |  |  |  | 1
4276 | 23.2 | 23 |  |  |  |  | 1
4277 | 22.7 | 23 |  |  |  |  | 1
4278 | 23.6 | 23 |  |  |  |  | 1
4279 | 26.5 | 25.3 |  |  |  |  | 1
4280 | 27.1 | 25.8 |  |  |  |  | 1
4281 | 27.2 | 26 |  |  |  |  | 1
4282 | 29.3 | 27.5 |  |  |  |  | 1
4283 | 28.5 | 27.3 |  |  |  |  | 1
4284 | 33.4 | 27.5 |  |  |  |  | 1
4285 | 32.1 | 27.5 |  |  |  |  | 1
4286 | 33.4 | 27.5 |  |  |  |  | 1
4287 | 36.3 | 27.5 |  |  |  |  | 1
4288 | 34.2 | 27.5 |  |  |  |  | 1
4289 | 31.5 | 27.5 |  |  |  |  | 1
4290 | 34.1 | 27.5 |  |  |  |  | 1
4291 | 31.6 | 27.5 |  |  |  |  | 1
4292 | 31.8 | 27.5 |  |  |  |  | 1
4293 | 31.8 | 27.5 |  |  |  |  | 1
4294 | 30.7 | 27.5 |  |  |  |  | 1
4295 | 27.4 | 26.2 |  |  |  |  | 1
4296 | 24.8 | 23.5 |  |  |  |  | 1
4297 | 25.2 | 23.9 |  |  |  |  | 1
4298 | 23.3 | 23 |  |  |  |  | 1
4299 | 25.1 | 23.9 |  |  |  |  | 1
4300 | 21.3 | 23 |  |  |  |  | 1
4301 | 24.1 | 23 |  |  |  |  | 1
4302 | 25.2 | 24 |  |  |  |  | 1
4303 | 23.7 | 23 |  |  |  |  | 1
4304 | 25.5 | 24.3 |  |  |  |  | 1
4305 | 28.3 | 27.1 |  |  |  |  | 1
4306 | 31 | 27.5 |  |  |  |  | 1
4307 | 29.1 | 27.5 |  |  |  |  | 1
4308 | 29.4 | 27.5 |  |  |  |  | 1
4309 | 31.1 | 27.5 |  |  |  |  | 1
4310 | 34.1 | 27.5 |  |  |  |  | 1
4311 | 34 | 27.5 |  |  |  |  | 1
4312 | 34.1 | 27.5 |  |  |  |  | 1
4313 | 34 | 27.5 |  |  |  |  | 1
4314 | 31.9 | 27.5 |  |  |  |  | 1
4315 | 32.9 | 27.5 |  |  |  |  | 1
4316 | 33 | 27.5 |  |  |  |  | 1
4317 | 31.3 | 27.5 |  |  |  |  | 1
4318 | 29.6 | 27.5 |  |  |  |  | 1
4319 | 25.2 | 24 |  |  |  |  | 1
4320 | 25.1 | 23.9 |  |  |  |  | 1
4321 | 27.4 | 26.2 |  |  |  |  | 1
4322 | 25.6 | 24.5 |  |  |  |  | 1
4323 | 24.3 | 23.1 |  |  |  |  | 1
4324 | 22.8 | 23 |  |  |  |  | 1
4325 | 22 | 23 |  |  |  |  | 1
4326 | 23.4 | 23 |  |  |  |  | 1
4327 | 24 | 23 |  |  |  |  | 1
4328 | 26.2 | 25 |  |  |  |  | 1
4329 | 28 | 26.8 |  |  |  |  | 1
4330 | 29.1 | 27.5 |  |  |  |  | 1
4331 | 31.5 | 27.5 |  |  |  |  | 1
4332 | 31.2 | 27.5 |  |  |  |  | 1
4333 | 32.1 | 27.5 |  |  |  |  | 1
4334 | 33.4 | 27.5 |  |  |  |  | 1
4335 | 31.7 | 27.5 |  |  |  |  | 1
4336 | 35.7 | 27.5 |  |  |  |  | 1
4337 | 34.8 | 27.5 |  |  |  |  | 1
4338 | 32.7 | 27.5 |  |  |  |  | 1
4339 | 32 | 27.5 |  |  |  |  | 1
4340 | 31.4 | 27.5 |  |  |  |  | 1
4341 | 29.7 | 27.5 |  |  |  |  | 1
4342 | 31.9 | 27.5 |  |  |  |  | 1
4343 | 27.7 | 26.5 |  |  |  |  | 1
4344 | 25.5 | 24.3 |  |  |  |  | 1
4345 | 27.2 | 26 |  |  |  |  | 1
4346 | 24.8 | 23.6 |  |  |  |  | 1
4347 | 21.6 | 23 |  |  |  |  | 1
4348 | 24.2 | 23 |  |  |  |  | 1
4349 | 25.3 | 24.2 |  |  |  |  | 1
4350 | 23.6 | 23 |  |  |  |  | 1
4351 | 25.5 | 24.4 |  |  |  |  | 1
4352 | 27.5 | 26.3 |  |  |  |  | 1
4353 | 26.3 | 25.1 |  |  |  |  | 1
4354 | 29.7 | 27.5 |  |  |  |  | 1
4355 | 28.6 | 27.5 |  |  |  |  | 1
4356 | 30.7 | 27.5 |  |  |  |  | 1
4357 | 33.6 | 27.5 |  |  |  |  | 1
4358 | 34.8 | 27.5 |  |  |  |  | 1
4359 | 34.2 | 27.5 |  |  |  |  | 1
4360 | 32.7 | 27.5 |  |  |  |  | 1
4361 | 33.4 | 27.5 |  |  |  |  | 1
4362 | 33.4 | 27.5 |  |  |  |  | 1
4363 | 33.6 | 27.5 |  |  |  |  | 1
4364 | 31.7 | 27.5 |  |  |  |  | 1
4365 | 30.9 | 27.5 |  |  |  |  | 1
4366 | 29.4 | 27.5 |  |  |  |  | 1
4367 | 28.3 | 27.1 |  |  |  |  | 1
4368 | 28.5 | 27.3 |  |  |  |  | 1
4369 | 25.1 | 23.9 |  |  |  |  | 1
4370 | 25 | 23.8 |  |  |  |  | 1
4371 | 23.9 | 23 |  |  |  |  | 1
4372 | 22.2 | 23 |  |  |  |  | 1
4373 | 22.9 | 23 |  |  |  |  | 1
4374 | 23.6 | 23 |  |  |  |  | 1
4375 | 25.7 | 24.6 |  |  |  |  | 1
4376 | 26.3 | 25.1 |  |  |  |  | 1
4377 | 27.1 | 25.9 |  |  |  |  | 1
4378 | 30.4 | 27.5 |  |  |  |  | 1
4379 | 29.7 | 27.5 |  |  |  |  | 1
4380 | 30.5 | 27.5 |  |  |  |  | 1
4381 | 32.4 | 27.5 |  |  |  |  | 1
4382 | 33.8 | 27.5 |  |  |  |  | 1
4383 | 34.9 | 27.5 |  |  |  |  | 1
4384 | 33 | 27.5 |  |  |  |  | 1
4385 | 33.7 | 27.5 |  |  |  |  | 1
4386 | 33.1 | 27.5 |  |  |  |  | 1
4387 | 31.8 | 27.5 |  |  |  |  | 1
4388 | 31.1 | 27.5 |  |  |  |  | 1
4389 | 32.5 | 27.5 |  |  |  |  | 1
4390 | 28.8 | 27.5 |  |  |  |  | 1
4391 | 27.3 | 26.1 |  |  |  |  | 1
4392 | 24.7 | 23.5 |  |  |  |  | 1
4393 | 25.2 | 24 |  |  |  |  | 1
4394 | 25.4 | 24.2 |  |  |  |  | 1
4395 | 22.8 | 23 |  |  |  |  | 1
4396 | 24.2 | 23.1 |  |  |  |  | 1
4397 | 23.2 | 23 |  |  |  |  | 1
4398 | 25.7 | 24.6 |  |  |  |  | 1
4399 | 24.2 | 23.1 |  |  |  |  | 1
4400 | 25.7 | 24.6 |  |  |  |  | 1
4401 | 26.9 | 25.8 |  |  |  |  | 1
4402 | 28.9 | 27.5 |  |  |  |  | 1
4403 | 31.8 | 27.5 |  |  |  |  | 1
4404 | 30.3 | 27.5 |  |  |  |  | 1
4405 | 32.2 | 27.5 |  |  |  |  | 1
4406 | 31.7 | 27.5 |  |  |  |  | 1
4407 | 33.5 | 27.5 |  |  |  |  | 1
4408 | 35.3 | 27.5 |  |  |  |  | 1
4409 | 34 | 27.5 |  |  |  |  | 1
4410 | 33.6 | 27.5 |  |  |  |  | 1
4411 | 33.7 | 27.5 |  |  |  |  | 1
4412 | 32.7 | 27.5 |  |  |  |  | 1
4413 | 31.1 | 27.5 |  |  |  |  | 1
4414 | 28.1 | 27 |  |  |  |  | 1
4415 | 26.9 | 25.7 |  |  |  |  | 1
4416 | 26.6 | 25.5 |  |  |  |  | 1
4417 | 23.1 | 23 |  |  |  |  | 1
4418 | 24.5 | 23.4 |  |  |  |  | 1
4419 | 25.9 | 24.8 |  |  |  |  | 1
4420 | 24.8 | 23.7 |  |  |  |  | 1
4421 | 24.9 | 23.7 |  |  |  |  | 1
4422 | 23.8 | 23 |  |  |  |  | 1
4423 | 24.9 | 23.8 |  |  |  |  | 1
4424 | 25 | 23.9 |  |  |  |  | 1
4425 | 28.7 | 27.5 |  |  |  |  | 1
4426 | 30.4 | 27.5 |  |  |  |  | 1
4427 | 30.4 | 27.5 |  |  |  |  | 1
4428 | 31.4 | 27.5 |  |  |  |  | 1
4429 | 33.9 | 27.5 |  |  |  |  | 1
4430 | 35 | 27.5 |  |  |  |  | 1
4431 | 34.1 | 27.5 |  |  |  |  | 1
4432 | 33.3 | 27.5 |  |  |  |  | 1
4433 | 35.7 | 27.5 |  |  |  |  | 1
4434 | 32.8 | 27.5 |  |  |  |  | 1
4435 | 33.9 | 27.5 |  |  |  |  | 1
4436 | 31.3 | 27.5 |  |  |  |  | 1
4437 | 30 | 27.5 |  |  |  |  | 1
4438 | 28.1 | 27 |  |  |  |  | 1
4439 | 27.1 | 25.9 |  |  |  |  | 1
4440 | 26.4 | 25.3 |  |  |  |  | 1
4441 | 25.7 | 24.6 |  |  |  |  | 1
4442 | 25.2 | 24.1 |  |  |  |  | 1
4443 | 23.4 | 23 |  |  |  |  | 1
4444 | 24.3 | 23.2 |  |  |  |  | 1
4445 | 24.9 | 23.8 |  |  |  |  | 1
4446 | 22 | 23 |  |  |  |  | 1
4447 | 25.2 | 24.1 |  |  |  |  | 1
4448 | 28 | 26.9 |  |  |  |  | 1
4449 | 25.1 | 24 |  |  |  |  | 1
4450 | 29.3 | 27.5 |  |  |  |  | 1
4451 | 30.5 | 27.5 |  |  |  |  | 1
4452 | 29.5 | 27.5 |  |  |  |  | 1
4453 | 31.4 | 27.5 |  |  |  |  | 1
4454 | 36.9 | 27.5 |  |  |  |  | 1
4455 | 34.3 | 27.5 |  |  |  |  | 1
4456 | 34.8 | 27.5 |  |  |  |  | 1
4457 | 33.5 | 27.5 |  |  |  |  | 1
4458 | 34.6 | 27.5 |  |  |  |  | 1
4459 | 30.4 | 27.5 |  |  |  |  | 1
4460 | 28.1 | 27 |  |  |  |  | 1
4461 | 30.7 | 27.5 |  |  |  |  | 1
4462 | 29.2 | 27.5 |  |  |  |  | 1
4463 | 26.3 | 25.2 |  |  |  |  | 1
4464 | 26.1 | 25 |  |  |  |  | 1
4465 | 24.8 | 23.7 |  |  |  |  | 1
4466 | 24.3 | 23.2 |  |  |  |  | 1
4467 | 26.3 | 25.2 |  |  |  |  | 1
4468 | 24.2 | 23.1 |  |  |  |  | 1
4469 | 24.3 | 23.2 |  |  |  |  | 1
4470 | 24.4 | 23.3 |  |  |  |  | 1
4471 | 24.5 | 23.4 |  |  |  |  | 1
4472 | 25.7 | 24.6 |  |  |  |  | 1
4473 | 27.5 | 26.4 |  |  |  |  | 1
4474 | 27.7 | 26.5 |  |  |  |  | 1
4475 | 30.2 | 27.5 |  |  |  |  | 1
4476 | 31 | 27.5 |  |  |  |  | 1
4477 | 33.1 | 27.5 |  |  |  |  | 1
4478 | 34.3 | 27.5 |  |  |  |  | 1
4479 | 34.9 | 27.5 |  |  |  |  | 1
4480 | 34.7 | 27.5 |  |  |  |  | 1
4481 | 34.2 | 27.5 |  |  |  |  | 1
4482 | 34.8 | 27.5 |  |  |  |  | 1
4483 | 30.2 | 27.5 |  |  |  |  | 1
4484 | 32.2 | 27.5 |  |  |  |  | 1
4485 | 29.9 | 27.5 |  |  |  |  | 1
4486 | 29.3 | 27.5 |  |  |  |  | 1
4487 | 28.4 | 27.3 |  |  |  |  | 1
4488 | 28.1 | 26.9 |  |  |  |  | 1
4489 | 24.4 | 23.3 |  |  |  |  | 1
4490 | 24.4 | 23.3 |  |  |  |  | 1
4491 | 25.4 | 24.3 |  |  |  |  | 1
4492 | 22.6 | 23 |  |  |  |  | 1
4493 | 22.6 | 23 |  |  |  |  | 1
4494 | 23.5 | 23 |  |  |  |  | 1
4495 | 24.3 | 23.2 |  |  |  |  | 1
4496 | 23.9 | 23 |  |  |  |  | 1
4497 | 26.5 | 25.4 |  |  |  |  | 1
4498 | 29.9 | 27.5 |  |  |  |  | 1
4499 | 31.9 | 27.5 |  |  |  |  | 1
4500 | 31.4 | 27.5 |  |  |  |  | 1
4501 | 31.3 | 27.5 |  |  |  |  | 1
4502 | 32.2 | 27.5 |  |  |  |  | 1
4503 | 36 | 27.5 |  |  |  |  | 1
4504 | 36.2 | 27.5 |  |  |  |  | 1
4505 | 32.2 | 27.5 |  |  |  |  | 1
4506 | 35.3 | 27.5 |  |  |  |  | 1
4507 | 32.1 | 27.5 |  |  |  |  | 1
4508 | 32.2 | 27.5 |  |  |  |  | 1
4509 | 28.2 | 27.1 |  |  |  |  | 1
4510 | 29.5 | 27.5 |  |  |  |  | 1
4511 | 27.3 | 26.2 |  |  |  |  | 1
4512 | 26.1 | 25 |  |  |  |  | 1
4513 | 24.8 | 23.7 |  |  |  |  | 1
4514 | 22.8 | 23 |  |  |  |  | 1
4515 | 23.8 | 23 |  |  |  |  | 1
4516 | 21.8 | 23 |  |  |  |  | 1
4517 | 24.4 | 23.3 |  |  |  |  | 1
4518 | 24.6 | 23.5 |  |  |  |  | 1
4519 | 23.5 | 23 |  |  |  |  | 1
4520 | 25.3 | 24.2 |  |  |  |  | 1
4521 | 27.3 | 26.2 |  |  |  |  | 1
4522 | 30.3 | 27.5 |  |  |  |  | 1
4523 | 27.6 | 26.5 |  |  |  |  | 1
4524 | 31.3 | 27.5 |  |  |  |  | 1
4525 | 32.2 | 27.5 |  |  |  |  | 1
4526 | 33.8 | 27.5 |  |  |  |  | 1
4527 | 33.2 | 27.5 |  |  |  |  | 1
4528 | 32.6 | 27.5 |  |  |  |  | 1
4529 | 34.9 | 27.5 |  |  |  |  | 1
4530 | 32.6 | 27.5 |  |  |  |  | 1
4531 | 33.2 | 27.5 |  |  |  |  | 1
4532 | 30.3 | 27.5 |  |  |  |  | 1
4533 | 30.3 | 27.5 |  |  |  |  | 1
4534 | 30.3 | 27.5 |  |  |  |  | 1
4535 | 28.4 | 27.3 |  |  |  |  | 1
4536 | 27.3 | 26.2 |  |  |  |  | 1
4537 | 24 | 23 |  |  |  |  | 1
4538 | 23.8 | 23 |  |  |  |  | 1
4539 | 22.8 | 23 |  |  |  |  | 1
4540 | 25.1 | 24 |  |  |  |  | 1
4541 | 21.2 | 23 |  |  |  |  | 1
4542 | 23.6 | 23 |  |  |  |  | 1
4543 | 23.9 | 23 |  |  |  |  | 1
4544 | 28.1 | 27 |  |  |  |  | 1
4545 | 26.1 | 25 |  |  |  |  | 1
4546 | 29.3 | 27.5 |  |  |  |  | 1
4547 | 29 | 27.5 |  |  |  |  | 1
4548 | 30.8 | 27.5 |  |  |  |  | 1
4549 | 33.1 | 27.5 |  |  |  |  | 1
4550 | 33.7 | 27.5 |  |  |  |  | 1
4551 | 32.4 | 27.5 |  |  |  |  | 1
4552 | 31.9 | 27.5 |  |  |  |  | 1
4553 | 31.5 | 27.5 |  |  |  |  | 1
4554 | 33.9 | 27.5 |  |  |  |  | 1
4555 | 33.4 | 27.5 |  |  |  |  | 1
4556 | 30.9 | 27.5 |  |  |  |  | 1
4557 | 30.3 | 27.5 |  |  |  |  | 1
4558 | 30.4 | 27.5 |  |  |  |  | 1
4559 | 28.9 | 27.5 |  |  |  |  | 1
4560 | 25.4 | 24.3 |  |  |  |  | 1
4561 | 25.4 | 24.3 |  |  |  |  | 1
4562 | 23 | 23 |  |  |  |  | 1
4563 | 24.2 | 23.2 |  |  |  |  | 1
4564 | 21.6 | 23 |  |  |  |  | 1
4565 | 25.4 | 24.4 |  |  |  |  | 1
4566 | 24.7 | 23.7 |  |  |  |  | 1
4567 | 23.7 | 23 |  |  |  |  | 1
4568 | 26.4 | 25.4 |  |  |  |  | 1
4569 | 28 | 27 |  |  |  |  | 1
4570 | 27.9 | 26.9 |  |  |  |  | 1
4571 | 32 | 27.5 |  |  |  |  | 1
4572 | 31.7 | 27.5 |  |  |  |  | 1
4573 | 33.5 | 27.5 |  |  |  |  | 1
4574 | 33.8 | 27.5 |  |  |  |  | 1
4575 | 32.9 | 27.5 |  |  |  |  | 1
4576 | 34.3 | 27.5 |  |  |  |  | 1
4577 | 33.5 | 27.5 |  |  |  |  | 1
4578 | 33.1 | 27.5 |  |  |  |  | 1
4579 | 32.4 | 27.5 |  |  |  |  | 1
4580 | 31.1 | 27.5 |  |  |  |  | 1
4581 | 30.4 | 27.5 |  |  |  |  | 1
4582 | 27.5 | 26.5 |  |  |  |  | 1
4583 | 28.7 | 27.5 |  |  |  |  | 1
4584 | 26.6 | 25.5 |  |  |  |  | 1
4585 | 24.6 | 23.6 |  |  |  |  | 1
4586 | 24.9 | 23.9 |  |  |  |  | 1
4587 | 23.2 | 23 |  |  |  |  | 1
4588 | 24.4 | 23.4 |  |  |  |  | 1
4589 | 23 | 23 |  |  |  |  | 1
4590 | 25.8 | 24.8 |  |  |  |  | 1
4591 | 24.5 | 23.5 |  |  |  |  | 1
4592 | 24.7 | 23.6 |  |  |  |  | 1
4593 | 29.1 | 27.5 |  |  |  |  | 1
4594 | 27.8 | 26.8 |  |  |  |  | 1
4595 | 29 | 27.5 |  |  |  |  | 1
4596 | 32.5 | 27.5 |  |  |  |  | 1
4597 | 30.3 | 27.5 |  |  |  |  | 1
4598 | 33.5 | 27.5 |  |  |  |  | 1
4599 | 33.5 | 27.5 |  |  |  |  | 1
4600 | 35.5 | 27.5 |  |  |  |  | 1
4601 | 34.1 | 27.5 |  |  |  |  | 1
4602 | 34.9 | 27.5 |  |  |  |  | 1
4603 | 32.1 | 27.5 |  |  |  |  | 1
4604 | 31.9 | 27.5 |  |  |  |  | 1
4605 | 28.3 | 27.2 |  |  |  |  | 1
4606 | 29.8 | 27.5 |  |  |  |  | 1
4607 | 26.6 | 25.6 |  |  |  |  | 1
4608 | 24.9 | 23.9 |  |  |  |  | 1
4609 | 24.3 | 23.3 |  |  |  |  | 1
4610 | 24.5 | 23.5 |  |  |  |  | 1
4611 | 23.8 | 23 |  |  |  |  | 1
4612 | 21.6 | 23 |  |  |  |  | 1
4613 | 24.5 | 23.5 |  |  |  |  | 1
4614 | 25 | 23.9 |  |  |  |  | 1
4615 | 25.3 | 24.2 |  |  |  |  | 1
4616 | 27.5 | 26.4 |  |  |  |  | 1
4617 | 29.7 | 27.5 |  |  |  |  | 1
4618 | 28.9 | 27.5 |  |  |  |  | 1
4619 | 31 | 27.5 |  |  |  |  | 1
4620 | 31 | 27.5 |  |  |  |  | 1
4621 | 32.6 | 27.5 |  |  |  |  | 1
4622 | 34.8 | 27.5 |  |  |  |  | 1
4623 | 35.7 | 27.5 |  |  |  |  | 1
4624 | 35.2 | 27.5 |  |  |  |  | 1
4625 | 34.5 | 27.5 |  |  |  |  | 1
4626 | 34.1 | 27.5 |  |  |  |  | 1
4627 | 33.7 | 27.5 |  |  |  |  | 1
4628 | 32.1 | 27.5 |  |  |  |  | 1
4629 | 31.1 | 27.5 |  |  |  |  | 1
4630 | 29.7 | 27.5 |  |  |  |  | 1
4631 | 26.3 | 25.2 |  |  |  |  | 1
4632 | 25.7 | 24.6 |  |  |  |  | 1
4633 | 25.1 | 24.1 |  |  |  |  | 1
4634 | 23.4 | 23 |  |  |  |  | 1
4635 | 22.3 | 23 |  |  |  |  | 1
4636 | 24.1 | 23.1 |  |  |  |  | 1
4637 | 23.9 | 23 |  |  |  |  | 1
4638 | 22.9 | 23 |  |  |  |  | 1
4639 | 22.8 | 23 |  |  |  |  | 1
4640 | 25.6 | 24.5 |  |  |  |  | 1
4641 | 27.8 | 26.8 |  |  |  |  | 1
4642 | 28.1 | 27 |  |  |  |  | 1
4643 | 29.2 | 27.5 |  |  |  |  | 1
4644 | 30.1 | 27.5 |  |  |  |  | 1
4645 | 33.2 | 27.5 |  |  |  |  | 1
4646 | 34.1 | 27.5 |  |  |  |  | 1
4647 | 35 | 27.5 |  |  |  |  | 1
4648 | 34.6 | 27.5 |  |  |  |  | 1
4649 | 32.6 | 27.5 |  |  |  |  | 1
4650 | 33.1 | 27.5 |  |  |  |  | 1
4651 | 32.5 | 27.5 |  |  |  |  | 1
4652 | 31.9 | 27.5 |  |  |  |  | 1
4653 | 29.9 | 27.5 |  |  |  |  | 1
4654 | 30.8 | 27.5 |  |  |  |  | 1
4655 | 26.8 | 25.7 |  |  |  |  | 1
4656 | 26.4 | 25.3 |  |  |  |  | 1
4657 | 25.8 | 24.7 |  |  |  |  | 1
4658 | 27.4 | 26.4 |  |  |  |  | 1
4659 | 25 | 24 |  |  |  |  | 1
4660 | 24 | 23 |  |  |  |  | 1
4661 | 22 | 23 |  |  |  |  | 1
4662 | 22.9 | 23 |  |  |  |  | 1
4663 | 24 | 23 |  |  |  |  | 1
4664 | 25.8 | 24.7 |  |  |  |  | 1
4665 | 26.6 | 25.6 |  |  |  |  | 1
4666 | 29.3 | 27.5 |  |  |  |  | 1
4667 | 29 | 27.5 |  |  |  |  | 1
4668 | 30.5 | 27.5 |  |  |  |  | 1
4669 | 30.2 | 27.5 |  |  |  |  | 1
4670 | 33 | 27.5 |  |  |  |  | 1
4671 | 34.5 | 27.5 |  |  |  |  | 1
4672 | 35.9 | 27.5 |  |  |  |  | 1
4673 | 32.7 | 27.5 |  |  |  |  | 1
4674 | 35.6 | 27.5 |  |  |  |  | 1
4675 | 33.5 | 27.5 |  |  |  |  | 1
4676 | 32 | 27.5 |  |  |  |  | 1
4677 | 31.1 | 27.5 |  |  |  |  | 1
4678 | 28.3 | 27.2 |  |  |  |  | 1
4679 | 24.8 | 23.8 |  |  |  |  | 1
4680 | 27.1 | 26 |  |  |  |  | 1
4681 | 26.9 | 25.8 |  |  |  |  | 1
4682 | 23.3 | 23 |  |  |  |  | 1
4683 | 23.2 | 23 |  |  |  |  | 1
4684 | 23.2 | 23 |  |  |  |  | 1
4685 | 25.6 | 24.6 |  |  |  |  | 1
4686 | 24.6 | 23.6 |  |  |  |  | 1
4687 | 23.9 | 23 |  |  |  |  | 1
4688 | 26.3 | 25.3 |  |  |  |  | 1
4689 | 26.2 | 25.2 |  |  |  |  | 1
4690 | 29.4 | 27.5 |  |  |  |  | 1
4691 | 29.7 | 27.5 |  |  |  |  | 1
4692 | 32.9 | 27.5 |  |  |  |  | 1
4693 | 31.7 | 27.5 |  |  |  |  | 1
4694 | 33.9 | 27.5 |  |  |  |  | 1
4695 | 35.5 | 27.5 |  |  |  |  | 1
4696 | 32.5 | 27.5 |  |  |  |  | 1
4697 | 33.2 | 27.5 |  |  |  |  | 1
4698 | 33.9 | 27.5 |  |  |  |  | 1
4699 | 33 | 27.5 |  |  |  |  | 1
4700 | 33.3 | 27.5 |  |  |  |  | 1
4701 | 29.8 | 27.5 |  |  |  |  | 1
4702 | 28.2 | 27.2 |  |  |  |  | 1
4703 | 24.6 | 23.5 |  |  |  |  | 1
4704 | 25.1 | 24 |  |  |  |  | 1
4705 | 24.3 | 23.3 |  |  |  |  | 1
4706 | 25 | 24 |  |  |  |  | 1
4707 | 27.4 | 26.4 |  |  |  |  | 1
4708 | 24.6 | 23.6 |  |  |  |  | 1
4709 | 26.2 | 25.1 |  |  |  |  | 1
4710 | 23.1 | 23 |  |  |  |  | 1
4711 | 24.6 | 23.6 |  |  |  |  | 1
4712 | 26.4 | 25.4 |  |  |  |  | 1
4713 | 29.4 | 27.5 |  |  |  |  | 1
4714 | 26.8 | 25.8 |  |  |  |  | 1
4715 | 31.6 | 27.5 |  |  |  |  | 1
4716 | 32.6 | 27.5 |  |  |  |  | 1
4717 | 29.6 | 27.5 |  |  |  |  | 1
4718 | 31.1 | 27.5 |  |  |  |  | 1
4719 | 33.2 | 27.5 |  |  |  |  | 1
4720 | 34.7 | 27.5 |  |  |  |  | 1
4721 | 35 | 27.5 |  |  |  |  | 1
4722 | 33.6 | 27.5 |  |  |  |  | 1
4723 | 34.2 | 27.5 |  |  |  |  | 1
4724 | 30.1 | 27.5 |  |  |  |  | 1
4725 | 30.9 | 27.5 |  |  |  |  | 1
4726 | 30.5 | 27.5 |  |  |  |  | 1
4727 | 29.4 | 27.5 |  |  |  |  | 1
4728 | 25.2 | 24.2 |  |  |  |  | 1
4729 | 24 | 23 |  |  |  |  | 1
4730 | 23.2 | 23 |  |  |  |  | 1
4731 | 22.8 | 23 |  |  |  |  | 1
4732 | 23.5 | 23 |  |  |  |  | 1
4733 | 23.3 | 23 |  |  |  |  | 1
4734 | 26.4 | 25.4 |  |  |  |  | 1
4735 | 25.6 | 24.6 |  |  |  |  | 1
4736 | 25.9 | 24.9 |  |  |  |  | 1
4737 | 29 | 27.5 |  |  |  |  | 1
4738 | 28.2 | 27.2 |  |  |  |  | 1
4739 | 30.6 | 27.5 |  |  |  |  | 1
4740 | 34 | 27.5 |  |  |  |  | 1
4741 | 32 | 27.5 |  |  |  |  | 1
4742 | 32.9 | 27.5 |  |  |  |  | 1
4743 | 34.7 | 27.5 |  |  |  |  | 1
4744 | 33 | 27.5 |  |  |  |  | 1
4745 | 32.2 | 27.5 |  |  |  |  | 1
4746 | 32.5 | 27.5 |  |  |  |  | 1
4747 | 31.7 | 27.5 |  |  |  |  | 1
4748 | 30.9 | 27.5 |  |  |  |  | 1
4749 | 29 | 27.5 |  |  |  |  | 1
4750 | 31.1 | 27.5 |  |  |  |  | 1
4751 | 28.7 | 27.5 |  |  |  |  | 1
4752 | 26.4 | 25.4 |  |  |  |  | 1
4753 | 24.7 | 23.7 |  |  |  |  | 1
4754 | 25 | 24 |  |  |  |  | 1
4755 | 25 | 24 |  |  |  |  | 1
4756 | 23.8 | 23 |  |  |  |  | 1
4757 | 22.7 | 23 |  |  |  |  | 1
4758 | 21.7 | 23 |  |  |  |  | 1
4759 | 25 | 24 |  |  |  |  | 1
4760 | 27.1 | 26.1 |  |  |  |  | 1
4761 | 28.1 | 27.1 |  |  |  |  | 1
4762 | 30.9 | 27.5 |  |  |  |  | 1
4763 | 29.9 | 27.5 |  |  |  |  | 1
4764 | 32.3 | 27.5 |  |  |  |  | 1
4765 | 33.4 | 27.5 |  |  |  |  | 1
4766 | 32.7 | 27.5 |  |  |  |  | 1
4767 | 31.6 | 27.5 |  |  |  |  | 1
4768 | 34.9 | 27.5 |  |  |  |  | 1
4769 | 34.8 | 27.5 |  |  |  |  | 1
4770 | 32.5 | 27.5 |  |  |  |  | 1
4771 | 32.2 | 27.5 |  |  |  |  | 1
4772 | 32.1 | 27.5 |  |  |  |  | 1
4773 | 29.6 | 27.5 |  |  |  |  | 1
4774 | 28.2 | 27.2 |  |  |  |  | 1
4775 | 30.6 | 27.5 |  |  |  |  | 1
4776 | 25.3 | 24.3 |  |  |  |  | 1
4777 | 26.6 | 25.6 |  |  |  |  | 1
4778 | 26.3 | 25.3 |  |  |  |  | 1
4779 | 23.3 | 23 |  |  |  |  | 1
4780 | 22.8 | 23 |  |  |  |  | 1
4781 | 23.1 | 23 |  |  |  |  | 1
4782 | 24.9 | 23.9 |  |  |  |  | 1
4783 | 23.2 | 23 |  |  |  |  | 1
4784 | 25.8 | 24.8 |  |  |  |  | 1
4785 | 29.7 | 27.5 |  |  |  |  | 1
4786 | 28.5 | 27.5 |  |  |  |  | 1
4787 | 31.9 | 27.5 |  |  |  |  | 1
4788 | 33.1 | 27.5 |  |  |  |  | 1
4789 | 32.8 | 27.5 |  |  |  |  | 1
4790 | 32 | 27.5 |  |  |  |  | 1
4791 | 36.5 | 27.5 |  |  |  |  | 1
4792 | 34 | 27.5 |  |  |  |  | 1
4793 | 34.5 | 27.5 |  |  |  |  | 1
4794 | 32.2 | 27.5 |  |  |  |  | 1
4795 | 33.3 | 27.5 |  |  |  |  | 1
4796 | 32.5 | 27.5 |  |  |  |  | 1
4797 | 28.7 | 27.5 |  |  |  |  | 1
4798 | 29.1 | 27.5 |  |  |  |  | 1
4799 | 27.6 | 26.6 |  |  |  |  | 1
4800 | 28.2 | 27.2 |  |  |  |  | 1
4801 | 22.6 | 23 |  |  |  |  | 1
4802 | 26.4 | 25.4 |  |  |  |  | 1
4803 | 23.8 | 23 |  |  |  |  | 1
4804 | 23.7 | 23 |  |  |  |  | 1
4805 | 23.2 | 23 |  |  |  |  | 1
4806 | 23.7 | 23 |  |  |  |  | 1
4807 | 25.4 | 24.4 |  |  |  |  | 1
4808 | 25.8 | 24.8 |  |  |  |  | 1
4809 | 27.1 | 26.1 |  |  |  |  | 1
4810 | 27.5 | 26.5 |  |  |  |  | 1
4811 | 31.7 | 27.5 |  |  |  |  | 1
4812 | 31 | 27.5 |  |  |  |  | 1
4813 | 33.7 | 27.5 |  |  |  |  | 1
4814 | 33 | 27.5 |  |  |  |  | 1
4815 | 34.2 | 27.5 |  |  |  |  | 1
4816 | 34.6 | 27.5 |  |  |  |  | 1
4817 | 33.9 | 27.5 |  |  |  |  | 1
4818 | 30.7 | 27.5 |  |  |  |  | 1
4819 | 32.5 | 27.5 |  |  |  |  | 1
4820 | 32.5 | 27.5 |  |  |  |  | 1
4821 | 29.4 | 27.5 |  |  |  |  | 1
4822 | 29.9 | 27.5 |  |  |  |  | 1
4823 | 26.9 | 25.9 |  |  |  |  | 1
4824 | 26.5 | 25.5 |  |  |  |  | 1
4825 | 26.1 | 25.1 |  |  |  |  | 1
4826 | 27.2 | 26.2 |  |  |  |  | 1
4827 | 23.4 | 23 |  |  |  |  | 1
4828 | 23.2 | 23 |  |  |  |  | 1
4829 | 24.4 | 23.4 |  |  |  |  | 1
4830 | 24.7 | 23.7 |  |  |  |  | 1
4831 | 26.4 | 25.4 |  |  |  |  | 1
4832 | 26.9 | 25.9 |  |  |  |  | 1
4833 | 29.6 | 27.5 |  |  |  |  | 1
4834 | 28.2 | 27.2 |  |  |  |  | 1
4835 | 28.7 | 27.5 |  |  |  |  | 1
4836 | 33 | 27.5 |  |  |  |  | 1
4837 | 32.1 | 27.5 |  |  |  |  | 1
4838 | 34.7 | 27.5 |  |  |  |  | 1
4839 | 34.4 | 27.5 |  |  |  |  | 1
4840 | 33.8 | 27.5 |  |  |  |  | 1
4841 | 32.3 | 27.5 |  |  |  |  | 1
4842 | 31.8 | 27.5 |  |  |  |  | 1
4843 | 33.5 | 27.5 |  |  |  |  | 1
4844 | 31.1 | 27.5 |  |  |  |  | 1
4845 | 28.7 | 27.5 |  |  |  |  | 1
4846 | 29.2 | 27.5 |  |  |  |  | 1
4847 | 28.9 | 27.5 |  |  |  |  | 1
4848 | 25.5 | 24.5 |  |  |  |  | 1
4849 | 26.4 | 25.4 |  |  |  |  | 1
4850 | 23.8 | 23 |  |  |  |  | 1
4851 | 22.3 | 23 |  |  |  |  | 1
4852 | 23.6 | 23 |  |  |  |  | 1
4853 | 23.4 | 23 |  |  |  |  | 1
4854 | 24.3 | 23.3 |  |  |  |  | 1
4855 | 26.3 | 25.3 |  |  |  |  | 1
4856 | 25.5 | 24.5 |  |  |  |  | 1
4857 | 24.8 | 23.8 |  |  |  |  | 1
4858 | 28.8 | 27.5 |  |  |  |  | 1
4859 | 29.6 | 27.5 |  |  |  |  | 1
4860 | 31.5 | 27.5 |  |  |  |  | 1
4861 | 33.2 | 27.5 |  |  |  |  | 1
4862 | 31.9 | 27.5 |  |  |  |  | 1
4863 | 34.5 | 27.5 |  |  |  |  | 1
4864 | 35 | 27.5 |  |  |  |  | 1
4865 | 33.3 | 27.5 |  |  |  |  | 1
4866 | 34.3 | 27.5 |  |  |  |  | 1
4867 | 31.2 | 27.5 |  |  |  |  | 1
4868 | 32 | 27.5 |  |  |  |  | 1
4869 | 31 | 27.5 |  |  |  |  | 1
4870 | 30 | 27.5 |  |  |  |  | 1
4871 | 28 | 27 |  |  |  |  | 1
4872 | 24.9 | 23.9 |  |  |  |  | 1
4873 | 26.1 | 25.1 |  |  |  |  | 1
4874 | 21.9 | 23 |  |  |  |  | 1
4875 | 23.8 | 23 |  |  |  |  | 1
4876 | 24.9 | 23.9 |  |  |  |  | 1
4877 | 24.1 | 23.1 |  |  |  |  | 1
4878 | 23.5 | 23 |  |  |  |  | 1
4879 | 23.2 | 23 |  |  |  |  | 1
4880 | 27 | 26 |  |  |  |  | 1
4881 | 28.8 | 27.5 |  |  |  |  | 1
4882 | 30.2 | 27.5 |  |  |  |  | 1
4883 | 29.4 | 27.5 |  |  |  |  | 1
4884 | 31.1 | 27.5 |  |  |  |  | 1
4885 | 33.2 | 27.5 |  |  |  |  | 1
4886 | 35.6 | 27.5 |  |  |  |  | 1
4887 | 34.1 | 27.5 |  |  |  |  | 1
4888 | 33.6 | 27.5 |  |  |  |  | 1
4889 | 33 | 27.5 |  |  |  |  | 1
4890 | 33.1 | 27.5 |  |  |  |  | 1
4891 | 31.2 | 27.5 |  |  |  |  | 1
4892 | 32.2 | 27.5 |  |  |  |  | 1
4893 | 32.5 | 27.5 |  |  |  |  | 1
4894 | 29.1 | 27.5 |  |  |  |  | 1
4895 | 27.3 | 26.3 |  |  |  |  | 1
4896 | 24.8 | 23.8 |  |  |  |  | 1
4897 | 25.3 | 24.3 |  |  |  |  | 1
4898 | 25.2 | 24.2 |  |  |  |  | 1
4899 | 24 | 23 |  |  |  |  | 1
4900 | 22 | 23 |  |  |  |  | 1
4901 | 22.8 | 23 |  |  |  |  | 1
4902 | 22.6 | 23 |  |  |  |  | 1
4903 | 25.3 | 24.3 |  |  |  |  | 1
4904 | 27.3 | 26.3 |  |  |  |  | 1
4905 | 28.9 | 27.5 |  |  |  |  | 1
4906 | 28.1 | 27.1 |  |  |  |  | 1
4907 | 30.6 | 27.5 |  |  |  |  | 1
4908 | 31.3 | 27.5 |  |  |  |  | 1
4909 | 33.8 | 27.5 |  |  |  |  | 1
4910 | 32.6 | 27.5 |  |  |  |  | 1
4911 | 33.6 | 27.5 |  |  |  |  | 1
4912 | 33.9 | 27.5 |  |  |  |  | 1
4913 | 33.3 | 27.5 |  |  |  |  | 1
4914 | 33 | 27.5 |  |  |  |  | 1
4915 | 30.9 | 27.5 |  |  |  |  | 1
4916 | 31.8 | 27.5 |  |  |  |  | 1
4917 | 30.8 | 27.5 |  |  |  |  | 1
4918 | 30.6 | 27.5 |  |  |  |  | 1
4919 | 26.7 | 25.7 |  |  |  |  | 1
4920 | 25.9 | 24.9 |  |  |  |  | 1
4921 | 24.5 | 23.5 |  |  |  |  | 1
4922 | 23.3 | 23 |  |  |  |  | 1
4923 | 23 | 23 |  |  |  |  | 1
4924 | 21.6 | 23 |  |  |  |  | 1
4925 | 24.5 | 23.5 |  |  |  |  | 1
4926 | 24.9 | 23.9 |  |  |  |  | 1
4927 | 27.1 | 26.1 |  |  |  |  | 1
4928 | 28.4 | 27.4 |  |  |  |  | 1
4929 | 27.2 | 26.2 |  |  |  |  | 1
4930 | 28.3 | 27.3 |  |  |  |  | 1
4931 | 30.3 | 27.5 |  |  |  |  | 1
4932 | 31.6 | 27.5 |  |  |  |  | 1
4933 | 31.3 | 27.5 |  |  |  |  | 1
4934 | 34.2 | 27.5 |  |  |  |  | 1
4935 | 35.1 | 27.5 |  |  |  |  | 1
4936 | 35 | 27.5 |  |  |  |  | 1
4937 | 33.4 | 27.5 |  |  |  |  | 1
4938 | 35.7 | 27.5 |  |  |  |  | 1
4939 | 31.5 | 27.5 |  |  |  |  | 1
4940 | 29.1 | 27.5 |  |  |  |  | 1
4941 | 29.2 | 27.5 |  |  |  |  | 1
4942 | 30.1 | 27.5 |  |  |  |  | 1
4943 | 30 | 27.5 |  |  |  |  | 1
4944 | 25.1 | 24.1 |  |  |  |  | 1
4945 | 23.6 | 23 |  |  |  |  | 1
4946 | 24.2 | 23.1 |  |  |  |  | 1
4947 | 23 | 23 |  |  |  |  | 1
4948 | 23.7 | 23 |  |  |  |  | 1
4949 | 23.8 | 23 |  |  |  |  | 1
4950 | 24.3 | 23.3 |  |  |  |  | 1
4951 | 25.4 | 24.4 |  |  |  |  | 1
4952 | 26 | 25 |  |  |  |  | 1
4953 | 29.4 | 27.5 |  |  |  |  | 1
4954 | 30.8 | 27.5 |  |  |  |  | 1
4955 | 29.3 | 27.5 |  |  |  |  | 1
4956 | 32.7 | 27.5 |  |  |  |  | 1
4957 | 34.8 | 27.5 |  |  |  |  | 1
4958 | 35.8 | 27.5 |  |  |  |  | 1
4959 | 35.3 | 27.5 |  |  |  |  | 1
4960 | 34.7 | 27.5 |  |  |  |  | 1
4961 | 34.4 | 27.5 |  |  |  |  | 1
4962 | 32.2 | 27.5 |  |  |  |  | 1
4963 | 32.4 | 27.5 |  |  |  |  | 1
4964 | 34.1 | 27.5 |  |  |  |  | 1
4965 | 29.6 | 27.5 |  |  |  |  | 1
4966 | 27.8 | 26.8 |  |  |  |  | 1
4967 | 28.5 | 27.5 |  |  |  |  | 1
4968 | 27.4 | 26.4 |  |  |  |  | 1
4969 | 22.7 | 23 |  |  |  |  | 1
4970 | 23 | 23 |  |  |  |  | 1
4971 | 21.6 | 23 |  |  |  |  | 1
4972 | 24.1 | 23.1 |  |  |  |  | 1
4973 | 23.8 | 23 |  |  |  |  | 1
4974 | 24.3 | 23.3 |  |  |  |  | 1
4975 | 24.7 | 23.7 |  |  |  |  | 1
4976 | 28.4 | 27.4 |  |  |  |  | 1
4977 | 27.3 | 26.3 |  |  |  |  | 1
4978 | 30.6 | 27.5 |  |  |  |  | 1
4979 | 31 | 27.5 |  |  |  |  | 1
4980 | 30.4 | 27.5 |  |  |  |  | 1
4981 | 31.8 | 27.5 |  |  |  |  | 1
4982 | 34.5 | 27.5 |  |  |  |  | 1
4983 | 34.6 | 27.5 |  |  |  |  | 1
4984 | 35.9 | 27.5 |  |  |  |  | 1
4985 | 33.4 | 27.5 |  |  |  |  | 1
4986 | 33.5 | 27.5 |  |  |  |  | 1
4987 | 34.4 | 27.5 |  |  |  |  | 1
4988 | 30.4 | 27.5 |  |  |  |  | 1
4989 | 32.5 | 27.5 |  |  |  |  | 1
4990 | 28.9 | 27.5 |  |  |  |  | 1
4991 | 26.5 | 25.5 |  |  |  |  | 1
4992 | 27.1 | 26.1 |  |  |  |  | 1
4993 | 23.9 | 23 |  |  |  |  | 1
4994 | 24.4 | 23.4 |  |  |  |  | 1
4995 | 22.7 | 23 |  |  |  |  | 1
4996 | 23.5 | 23 |  |  |  |  | 1
4997 | 24 | 23 |  |  |  |  | 1
4998 | 25.8 | 24.8 |  |  |  |  | 1
4999 | 24.5 | 23.4 |  |  |  |  | 1
5000 | 27.8 | 26.8 |  |  |  |  | 1
5001 | 27 | 26 |  |  |  |  | 1
5002 | 28.3 | 27.3 |  |  |  |  | 1
5003 | 31 | 27.5 |  |  |  |  | 1
5004 | 29.8 | 27.5 |  |  |  |  | 1
5005 | 33.9 | 27.5 |  |  |  |  | 1
5006 | 32.5 | 27.5 |  |  |  |  | 1
5007 | 33.2 | 27.5 |  |  |  |  | 1
5008 | 32.1 | 27.5 |  |  |  |  | 1
5009 | 33.9 | 27.5 |  |  |  |  | 1
5010 | 32.4 | 27.5 |  |  |  |  | 1
5011 | 34.7 | 27.5 |  |  |  |  | 1
5012 | 31 | 27.5 |  |  |  |  | 1
5013 | 30.9 | 27.5 |  |  |  |  | 1
5014 | 29.9 | 27.5 |  |  |  |  | 1
5015 | 27.7 | 26.6 |  |  |  |  | 1
5016 | 26.8 | 25.8 |  |  |  |  | 1
5017 | 27.4 | 26.3 |  |  |  |  | 1
5018 | 23.5 | 23 |  |  |  |  | 1
5019 | 21.8 | 23 |  |  |  |  | 1
5020 | 26.1 | 25.1 |  |  |  |  | 1
5021 | 22.5 | 23 |  |  |  |  | 1
5022 | 23 | 23 |  |  |  |  | 1
5023 | 24.3 | 23.3 |  |  |  |  | 1
5024 | 27.3 | 26.3 |  |  |  |  | 1
5025 | 27.7 | 26.7 |  |  |  |  | 1
5026 | 28.9 | 27.5 |  |  |  |  | 1
5027 | 30.1 | 27.5 |  |  |  |  | 1
5028 | 30.3 | 27.5 |  |  |  |  | 1
5029 | 31.4 | 27.5 |  |  |  |  | 1
5030 | 33.2 | 27.5 |  |  |  |  | 1
5031 | 31.6 | 27.5 |  |  |  |  | 1
5032 | 34.5 | 27.5 |  |  |  |  | 1
5033 | 34.3 | 27.5 |  |  |  |  | 1
5034 | 33.3 | 27.5 |  |  |  |  | 1
5035 | 34.6 | 27.5 |  |  |  |  | 1
5036 | 32.3 | 27.5 |  |  |  |  | 1
5037 | 28.8 | 27.5 |  |  |  |  | 1
5038 | 30.9 | 27.5 |  |  |  |  | 1
5039 | 28.1 | 27.1 |  |  |  |  | 1
5040 | 24.2 | 23.2 |  |  |  |  | 1
5041 | 24.1 | 23.1 |  |  |  |  | 1
5042 | 22.9 | 23 |  |  |  |  | 1
5043 | 22.3 | 23 |  |  |  |  | 1
5044 | 24.7 | 23.6 |  |  |  |  | 1
5045 | 22.6 | 23 |  |  |  |  | 1
5046 | 24.9 | 23.9 |  |  |  |  | 1
5047 | 24.6 | 23.6 |  |  |  |  | 1
5048 | 27.3 | 26.3 |  |  |  |  | 1
5049 | 26.4 | 25.4 |  |  |  |  | 1
5050 | 28.5 | 27.5 |  |  |  |  | 1
5051 | 32.1 | 27.5 |  |  |  |  | 1
5052 | 31.3 | 27.5 |  |  |  |  | 1
5053 | 32.4 | 27.5 |  |  |  |  | 1
5054 | 33.4 | 27.5 |  |  |  |  | 1
5055 | 32.2 | 27.5 |  |  |  |  | 1
5056 | 34.8 | 27.5 |  |  |  |  | 1
5057 | 34 | 27.5 |  |  |  |  | 1
5058 | 34.8 | 27.5 |  |  |  |  | 1
5059 | 30.7 | 27.5 |  |  |  |  | 1
5060 | 32.6 | 27.5 |  |  |  |  | 1
5061 | 31.4 | 27.5 |  |  |  |  | 1
5062 | 29.4 | 27.5 |  |  |  |  | 1
5063 | 30 | 27.5 |  |  |  |  | 1
5064 | 26.3 | 25.3 |  |  |  |  | 1
5065 | 24.8 | 23.8 |  |  |  |  | 1
5066 | 24.2 | 23.2 |  |  |  |  | 1
5067 | 24.8 | 23.7 |  |  |  |  | 1
5068 | 23.7 | 23 |  |  |  |  | 1
5069 | 22.2 | 23 |  |  |  |  | 1
5070 | 24.3 | 23.3 |  |  |  |  | 1
5071 | 25.1 | 24 |  |  |  |  | 1
5072 | 26.6 | 25.6 |  |  |  |  | 1
5073 | 29.2 | 27.5 |  |  |  |  | 1
5074 | 31.5 | 27.5 |  |  |  |  | 1
5075 | 29.6 | 27.5 |  |  |  |  | 1
5076 | 31.4 | 27.5 |  |  |  |  | 1
5077 | 33.9 | 27.5 |  |  |  |  | 1
5078 | 33.4 | 27.5 |  |  |  |  | 1
5079 | 35.3 | 27.5 |  |  |  |  | 1
5080 | 33.5 | 27.5 |  |  |  |  | 1
5081 | 34.1 | 27.5 |  |  |  |  | 1
5082 | 30.4 | 27.5 |  |  |  |  | 1
5083 | 31.7 | 27.5 |  |  |  |  | 1
5084 | 31.9 | 27.5 |  |  |  |  | 1
5085 | 28.4 | 27.3 |  |  |  |  | 1
5086 | 27.1 | 26.1 |  |  |  |  | 1
5087 | 29.2 | 27.5 |  |  |  |  | 1
5088 | 28 | 26.9 |  |  |  |  | 1
5089 | 24.5 | 23.4 |  |  |  |  | 1
5090 | 24.9 | 23.9 |  |  |  |  | 1
5091 | 23.4 | 23 |  |  |  |  | 1
5092 | 23.1 | 23 |  |  |  |  | 1
5093 | 21.6 | 23 |  |  |  |  | 1
5094 | 24.8 | 23.8 |  |  |  |  | 1
5095 | 24.8 | 23.7 |  |  |  |  | 1
5096 | 28 | 26.9 |  |  |  |  | 1
5097 | 28.7 | 27.5 |  |  |  |  | 1
5098 | 29.8 | 27.5 |  |  |  |  | 1
5099 | 30 | 27.5 |  |  |  |  | 1
5100 | 31 | 27.5 |  |  |  |  | 1
5101 | 34 | 27.5 |  |  |  |  | 1
5102 | 31.2 | 27.5 |  |  |  |  | 1
5103 | 34.8 | 27.5 |  |  |  |  | 1
5104 | 34.5 | 27.5 |  |  |  |  | 1
5105 | 34.2 | 27.5 |  |  |  |  | 1
5106 | 34.8 | 27.5 |  |  |  |  | 1
5107 | 33.2 | 27.5 |  |  |  |  | 1
5108 | 31.2 | 27.5 |  |  |  |  | 1
5109 | 33.9 | 27.5 |  |  |  |  | 1
5110 | 30.2 | 27.5 |  |  |  |  | 1
5111 | 27.3 | 26.2 |  |  |  |  | 1
5112 | 25.6 | 24.6 |  |  |  |  | 1
5113 | 26.5 | 25.4 |  |  |  |  | 1
5114 | 23.6 | 23 |  |  |  |  | 1
5115 | 26.5 | 25.5 |  |  |  |  | 1
5116 | 24.2 | 23.1 |  |  |  |  | 1
5117 | 25.3 | 24.3 |  |  |  |  | 1
5118 | 24 | 23 |  |  |  |  | 1
5119 | 25.8 | 24.7 |  |  |  |  | 1
5120 | 28.2 | 27.1 |  |  |  |  | 1
5121 | 27.8 | 26.8 |  |  |  |  | 1
5122 | 28.6 | 27.5 |  |  |  |  | 1
5123 | 32 | 27.5 |  |  |  |  | 1
5124 | 29.4 | 27.5 |  |  |  |  | 1
5125 | 32.5 | 27.5 |  |  |  |  | 1
5126 | 33.8 | 27.5 |  |  |  |  | 1
5127 | 33.3 | 27.5 |  |  |  |  | 1
5128 | 33.4 | 27.5 |  |  |  |  | 1
5129 | 34.6 | 27.5 |  |  |  |  | 1
5130 | 31.7 | 27.5 |  |  |  |  | 1
5131 | 34.2 | 27.5 |  |  |  |  | 1
5132 | 32.4 | 27.5 |  |  |  |  | 1
5133 | 29 | 27.5 |  |  |  |  | 1
5134 | 28.6 | 27.5 |  |  |  |  | 1
5135 | 28.6 | 27.5 |  |  |  |  | 1
5136 | 27.8 | 26.7 |  |  |  |  | 1
5137 | 26.9 | 25.8 |  |  |  |  | 1
5138 | 22.7 | 23 |  |  |  |  | 1
5139 | 25.8 | 24.7 |  |  |  |  | 1
5140 | 23.4 | 23 |  |  |  |  | 1
5141 | 22.1 | 23 |  |  |  |  | 1
5142 | 23.8 | 23 |  |  |  |  | 1
5143 | 25.2 | 24.1 |  |  |  |  | 1
5144 | 26.5 | 25.5 |  |  |  |  | 1
5145 | 28 | 26.9 |  |  |  |  | 1
5146 | 28.2 | 27.1 |  |  |  |  | 1
5147 | 29.7 | 27.5 |  |  |  |  | 1
5148 | 33.6 | 27.5 |  |  |  |  | 1
5149 | 31.6 | 27.5 |  |  |  |  | 1
5150 | 33.8 | 27.5 |  |  |  |  | 1
5151 | 33.1 | 27.5 |  |  |  |  | 1
5152 | 35.5 | 27.5 |  |  |  |  | 1
5153 | 34.6 | 27.5 |  |  |  |  | 1
5154 | 34.1 | 27.5 |  |  |  |  | 1
5155 | 33.4 | 27.5 |  |  |  |  | 1
5156 | 31.2 | 27.5 |  |  |  |  | 1
5157 | 29.2 | 27.5 |  |  |  |  | 1
5158 | 28.9 | 27.5 |  |  |  |  | 1
5159 | 28.3 | 27.2 |  |  |  |  | 1
5160 | 25 | 24 |  |  |  |  | 1
5161 | 25.2 | 24.1 |  |  |  |  | 1
5162 | 24.8 | 23.7 |  |  |  |  | 1
5163 | 23.2 | 23 |  |  |  |  | 1
5164 | 25.1 | 24 |  |  |  |  | 1
5165 | 22 | 23 |  |  |  |  | 1
5166 | 25.4 | 24.3 |  |  |  |  | 1
5167 | 25 | 23.9 |  |  |  |  | 1
5168 | 25.7 | 24.6 |  |  |  |  | 1
5169 | 28 | 26.9 |  |  |  |  | 1
5170 | 27.2 | 26.2 |  |  |  |  | 1
5171 | 30.6 | 27.5 |  |  |  |  | 1
5172 | 29.7 | 27.5 |  |  |  |  | 1
5173 | 32.4 | 27.5 |  |  |  |  | 1
5174 | 33.8 | 27.5 |  |  |  |  | 1
5175 | 33.5 | 27.5 |  |  |  |  | 1
5176 | 33.6 | 27.5 |  |  |  |  | 1
5177 | 33 | 27.5 |  |  |  |  | 1
5178 | 33.9 | 27.5 |  |  |  |  | 1
5179 | 33.9 | 27.5 |  |  |  |  | 1
5180 | 31.9 | 27.5 |  |  |  |  | 1
5181 | 30.8 | 27.5 |  |  |  |  | 1
5182 | 25.7 | 24.7 |  |  |  |  | 1
5183 | 27.1 | 26 |  |  |  |  | 1
5184 | 23.5 | 23 |  |  |  |  | 1
5185 | 27.3 | 26.2 |  |  |  |  | 1
5186 | 23.6 | 23 |  |  |  |  | 1
5187 | 22.7 | 23 |  |  |  |  | 1
5188 | 26 | 24.9 |  |  |  |  | 1
5189 | 24.5 | 23.4 |  |  |  |  | 1
5190 | 27.3 | 26.2 |  |  |  |  | 1
5191 | 23.8 | 23 |  |  |  |  | 1
5192 | 26.4 | 25.3 |  |  |  |  | 1
5193 | 26 | 24.9 |  |  |  |  | 1
5194 | 28.4 | 27.3 |  |  |  |  | 1
5195 | 32.1 | 27.5 |  |  |  |  | 1
5196 | 31.6 | 27.5 |  |  |  |  | 1
5197 | 31.5 | 27.5 |  |  |  |  | 1
5198 | 34.6 | 27.5 |  |  |  |  | 1
5199 | 34.5 | 27.5 |  |  |  |  | 1
5200 | 35.1 | 27.5 |  |  |  |  | 1
5201 | 34.2 | 27.5 |  |  |  |  | 1
5202 | 32.2 | 27.5 |  |  |  |  | 1
5203 | 31.3 | 27.5 |  |  |  |  | 1
5204 | 31.5 | 27.5 |  |  |  |  | 1
5205 | 29.5 | 27.5 |  |  |  |  | 1
5206 | 29.3 | 27.5 |  |  |  |  | 1
5207 | 28.5 | 27.4 |  |  |  |  | 1
5208 | 26.1 | 25 |  |  |  |  | 1
5209 | 25.7 | 24.5 |  |  |  |  | 1
5210 | 24.6 | 23.5 |  |  |  |  | 1
5211 | 22.7 | 23 |  |  |  |  | 1
5212 | 24.5 | 23.4 |  |  |  |  | 1
5213 | 22.6 | 23 |  |  |  |  | 1
5214 | 23.7 | 23 |  |  |  |  | 1
5215 | 27.2 | 26.1 |  |  |  |  | 1
5216 | 27.2 | 26.1 |  |  |  |  | 1
5217 | 28.6 | 27.5 |  |  |  |  | 1
5218 | 26.6 | 25.5 |  |  |  |  | 1
5219 | 30.5 | 27.5 |  |  |  |  | 1
5220 | 32.4 | 27.5 |  |  |  |  | 1
5221 | 34.7 | 27.5 |  |  |  |  | 1
5222 | 33.9 | 27.5 |  |  |  |  | 1
5223 | 34.5 | 27.5 |  |  |  |  | 1
5224 | 33.7 | 27.5 |  |  |  |  | 1
5225 | 33.1 | 27.5 |  |  |  |  | 1
5226 | 32.7 | 27.5 |  |  |  |  | 1
5227 | 34 | 27.5 |  |  |  |  | 1
5228 | 32 | 27.5 |  |  |  |  | 1
5229 | 30.3 | 27.5 |  |  |  |  | 1
5230 | 32.2 | 27.5 |  |  |  |  | 1
5231 | 28.1 | 27 |  |  |  |  | 1
5232 | 27.4 | 26.2 |  |  |  |  | 1
5233 | 25.7 | 24.6 |  |  |  |  | 1
5234 | 26.7 | 25.6 |  |  |  |  | 1
5235 | 21.7 | 23 |  |  |  |  | 1
5236 | 21.7 | 23 |  |  |  |  | 1
5237 | 22 | 23 |  |  |  |  | 1
5238 | 23.4 | 23 |  |  |  |  | 1
5239 | 25.5 | 24.4 |  |  |  |  | 1
5240 | 24.1 | 23 |  |  |  |  | 1
5241 | 26.8 | 25.6 |  |  |  |  | 1
5242 | 30.9 | 27.5 |  |  |  |  | 1
5243 | 29.5 | 27.5 |  |  |  |  | 1
5244 | 30.1 | 27.5 |  |  |  |  | 1
5245 | 30.7 | 27.5 |  |  |  |  | 1
5246 | 33.6 | 27.5 |  |  |  |  | 1
5247 | 33.8 | 27.5 |  |  |  |  | 1
5248 | 33.4 | 27.5 |  |  |  |  | 1
5249 | 36.1 | 27.5 |  |  |  |  | 1
5250 | 33.9 | 27.5 |  |  |  |  | 1
5251 | 32.6 | 27.5 |  |  |  |  | 1
5252 | 31.9 | 27.5 |  |  |  |  | 1
5253 | 30.5 | 27.5 |  |  |  |  | 1
5254 | 27.1 | 26 |  |  |  |  | 1
5255 | 29.2 | 27.5 |  |  |  |  | 1
5256 | 23.5 | 23 |  |  |  |  | 1
5257 | 24.7 | 23.5 |  |  |  |  | 1
5258 | 25.1 | 24 |  |  |  |  | 1
5259 | 23.1 | 23 |  |  |  |  | 1
5260 | 25.2 | 24.1 |  |  |  |  | 1
5261 | 24.2 | 23 |  |  |  |  | 1
5262 | 24.4 | 23.2 |  |  |  |  | 1
5263 | 22.8 | 23 |  |  |  |  | 1
5264 | 26.7 | 25.6 |  |  |  |  | 1
5265 | 27.9 | 26.8 |  |  |  |  | 1
5266 | 29.1 | 27.5 |  |  |  |  | 1
5267 | 30.6 | 27.5 |  |  |  |  | 1
5268 | 30.3 | 27.5 |  |  |  |  | 1
5269 | 33.2 | 27.5 |  |  |  |  | 1
5270 | 33.5 | 27.5 |  |  |  |  | 1
5271 | 32.2 | 27.5 |  |  |  |  | 1
5272 | 34 | 27.5 |  |  |  |  | 1
5273 | 33.2 | 27.5 |  |  |  |  | 1
5274 | 32.9 | 27.5 |  |  |  |  | 1
5275 | 33.2 | 27.5 |  |  |  |  | 1
5276 | 32.6 | 27.5 |  |  |  |  | 1
5277 | 29.3 | 27.5 |  |  |  |  | 1
5278 | 28.6 | 27.5 |  |  |  |  | 1
5279 | 26.4 | 25.3 |  |  |  |  | 1
5280 | 24.6 | 23.4 |  |  |  |  | 1
5281 | 25.5 | 24.4 |  |  |  |  | 1
5282 | 24.3 | 23.1 |  |  |  |  | 1
5283 | 23.2 | 23 |  |  |  |  | 1
5284 | 23.9 | 23 |  |  |  |  | 1
5285 | 24.4 | 23.2 |  |  |  |  | 1
5286 | 23.1 | 23 |  |  |  |  | 1
5287 | 24.4 | 23.2 |  |  |  |  | 1
5288 | 26.2 | 25.1 |  |  |  |  | 1
5289 | 25.3 | 24.1 |  |  |  |  | 1
5290 | 26.9 | 25.7 |  |  |  |  | 1
5291 | 27.6 | 26.4 |  |  |  |  | 1
5292 | 30.2 | 27.5 |  |  |  |  | 1
5293 | 33.8 | 27.5 |  |  |  |  | 1
5294 | 32.3 | 27.5 |  |  |  |  | 1
5295 | 33.5 | 27.5 |  |  |  |  | 1
5296 | 34.9 | 27.5 |  |  |  |  | 1
5297 | 33 | 27.5 |  |  |  |  | 1
5298 | 33.4 | 27.5 |  |  |  |  | 1
5299 | 32.9 | 27.5 |  |  |  |  | 1
5300 | 33.8 | 27.5 |  |  |  |  | 1
5301 | 30.6 | 27.5 |  |  |  |  | 1
5302 | 27.2 | 26.1 |  |  |  |  | 1
5303 | 26.2 | 25 |  |  |  |  | 1
5304 | 28.2 | 27 |  |  |  |  | 1
5305 | 24.4 | 23.3 |  |  |  |  | 1
5306 | 24.2 | 23 |  |  |  |  | 1
5307 | 23.8 | 23 |  |  |  |  | 1
5308 | 21.9 | 23 |  |  |  |  | 1
5309 | 24.7 | 23.5 |  |  |  |  | 1
5310 | 25.1 | 23.9 |  |  |  |  | 1
5311 | 25.1 | 23.9 |  |  |  |  | 1
5312 | 26.1 | 24.9 |  |  |  |  | 1
5313 | 28.2 | 27 |  |  |  |  | 1
5314 | 28.8 | 27.5 |  |  |  |  | 1
5315 | 30.9 | 27.5 |  |  |  |  | 1
5316 | 32.8 | 27.5 |  |  |  |  | 1
5317 | 33 | 27.5 |  |  |  |  | 1
5318 | 31.6 | 27.5 |  |  |  |  | 1
5319 | 33.9 | 27.5 |  |  |  |  | 1
5320 | 31.7 | 27.5 |  |  |  |  | 1
5321 | 32.9 | 27.5 |  |  |  |  | 1
5322 | 34.3 | 27.5 |  |  |  |  | 1
5323 | 33.6 | 27.5 |  |  |  |  | 1
5324 | 33.2 | 27.5 |  |  |  |  | 1
5325 | 31 | 27.5 |  |  |  |  | 1
5326 | 28.9 | 27.5 |  |  |  |  | 1
5327 | 27.5 | 26.3 |  |  |  |  | 1
5328 | 27.1 | 25.9 |  |  |  |  | 1
5329 | 25.5 | 24.3 |  |  |  |  | 1
5330 | 25.7 | 24.5 |  |  |  |  | 1
5331 | 24.3 | 23.1 |  |  |  |  | 1
5332 | 22.7 | 23 |  |  |  |  | 1
5333 | 23.3 | 23 |  |  |  |  | 1
5334 | 24.1 | 23 |  |  |  |  | 1
5335 | 25.5 | 24.3 |  |  |  |  | 1
5336 | 27.4 | 26.2 |  |  |  |  | 1
5337 | 29.5 | 27.5 |  |  |  |  | 1
5338 | 27.4 | 26.2 |  |  |  |  | 1
5339 | 29.9 | 27.5 |  |  |  |  | 1
5340 | 30.6 | 27.5 |  |  |  |  | 1
5341 | 30.5 | 27.5 |  |  |  |  | 1
5342 | 33.6 | 27.5 |  |  |  |  | 1
5343 | 32.7 | 27.5 |  |  |  |  | 1
5344 | 33.1 | 27.5 |  |  |  |  | 1
5345 | 31 | 27.5 |  |  |  |  | 1
5346 | 31.6 | 27.5 |  |  |  |  | 1
5347 | 33.3 | 27.5 |  |  |  |  | 1
5348 | 32 | 27.5 |  |  |  |  | 1
5349 | 27.9 | 26.7 |  |  |  |  | 1
5350 | 30.5 | 27.5 |  |  |  |  | 1
5351 | 26.4 | 25.2 |  |  |  |  | 1
5352 | 25.2 | 24 |  |  |  |  | 1
5353 | 25.5 | 24.3 |  |  |  |  | 1
5354 | 23.7 | 23 |  |  |  |  | 1
5355 | 24.6 | 23.4 |  |  |  |  | 1
5356 | 22.6 | 23 |  |  |  |  | 1
5357 | 24.3 | 23.1 |  |  |  |  | 1
5358 | 23.5 | 23 |  |  |  |  | 1
5359 | 25.9 | 24.7 |  |  |  |  | 1
5360 | 25.7 | 24.5 |  |  |  |  | 1
5361 | 26.9 | 25.7 |  |  |  |  | 1
5362 | 29.5 | 27.5 |  |  |  |  | 1
5363 | 30.5 | 27.5 |  |  |  |  | 1
5364 | 30.3 | 27.5 |  |  |  |  | 1
5365 | 32.7 | 27.5 |  |  |  |  | 1
5366 | 33.8 | 27.5 |  |  |  |  | 1
5367 | 35.4 | 27.5 |  |  |  |  | 1
5368 | 33.8 | 27.5 |  |  |  |  | 1
5369 | 33.6 | 27.5 |  |  |  |  | 1
5370 | 32.3 | 27.5 |  |  |  |  | 1
5371 | 33 | 27.5 |  |  |  |  | 1
5372 | 31.4 | 27.5 |  |  |  |  | 1
5373 | 31.3 | 27.5 |  |  |  |  | 1
5374 | 26.7 | 25.5 |  |  |  |  | 1
5375 | 27.1 | 25.8 |  |  |  |  | 1
5376 | 28.4 | 27.2 |  |  |  |  | 1
5377 | 26.5 | 25.3 |  |  |  |  | 1
5378 | 24.5 | 23.3 |  |  |  |  | 1
5379 | 21.6 | 23 |  |  |  |  | 1
5380 | 25.5 | 24.2 |  |  |  |  | 1
5381 | 23.7 | 23 |  |  |  |  | 1
5382 | 23 | 23 |  |  |  |  | 1
5383 | 24.6 | 23.3 |  |  |  |  | 1
5384 | 28.4 | 27.2 |  |  |  |  | 1
5385 | 27 | 25.7 |  |  |  |  | 1
5386 | 28.6 | 27.4 |  |  |  |  | 1
5387 | 29.9 | 27.5 |  |  |  |  | 1
5388 | 32.3 | 27.5 |  |  |  |  | 1
5389 | 29.7 | 27.5 |  |  |  |  | 1
5390 | 33.9 | 27.5 |  |  |  |  | 1
5391 | 34.4 | 27.5 |  |  |  |  | 1
5392 | 34.7 | 27.5 |  |  |  |  | 1
5393 | 31.3 | 27.5 |  |  |  |  | 1
5394 | 34 | 27.5 |  |  |  |  | 1
5395 | 32.2 | 27.5 |  |  |  |  | 1
5396 | 32.3 | 27.5 |  |  |  |  | 1
5397 | 30.4 | 27.5 |  |  |  |  | 1
5398 | 30.3 | 27.5 |  |  |  |  | 1
5399 | 24.3 | 23 |  |  |  |  | 1
5400 | 24.2 | 23 |  |  |  |  | 1
5401 | 24.8 | 23.5 |  |  |  |  | 1
5402 | 23.3 | 23 |  |  |  |  | 1
5403 | 26 | 24.7 |  |  |  |  | 1
5404 | 23.4 | 23 |  |  |  |  | 1
5405 | 25.5 | 24.2 |  |  |  |  | 1
5406 | 23.7 | 23 |  |  |  |  | 1
5407 | 24.7 | 23.4 |  |  |  |  | 1
5408 | 24.6 | 23.3 |  |  |  |  | 1
5409 | 29.3 | 27.5 |  |  |  |  | 1
5410 | 26.4 | 25.2 |  |  |  |  | 1
5411 | 30.6 | 27.5 |  |  |  |  | 1
5412 | 30.6 | 27.5 |  |  |  |  | 1
5413 | 31 | 27.5 |  |  |  |  | 1
5414 | 32.3 | 27.5 |  |  |  |  | 1
5415 | 34.6 | 27.5 |  |  |  |  | 1
5416 | 34.1 | 27.5 |  |  |  |  | 1
5417 | 35 | 27.5 |  |  |  |  | 1
5418 | 32.6 | 27.5 |  |  |  |  | 1
5419 | 32.1 | 27.5 |  |  |  |  | 1
5420 | 34 | 27.5 |  |  |  |  | 1
5421 | 30.5 | 27.5 |  |  |  |  | 1
5422 | 27.3 | 26 |  |  |  |  | 1
5423 | 28.1 | 26.8 |  |  |  |  | 1
5424 | 26.6 | 25.3 |  |  |  |  | 1
5425 | 25.5 | 24.2 |  |  |  |  | 1
5426 | 21 | 23 |  |  |  |  | 1
5427 | 21.7 | 23 |  |  |  |  | 1
5428 | 22.9 | 23 |  |  |  |  | 1
5429 | 23.1 | 23 |  |  |  |  | 1
5430 | 25 | 23.7 |  |  |  |  | 1
5431 | 23.7 | 23 |  |  |  |  | 1
5432 | 26 | 24.7 |  |  |  |  | 1
5433 | 24.4 | 23.1 |  |  |  |  | 1
5434 | 30.2 | 27.5 |  |  |  |  | 1
5435 | 29.7 | 27.5 |  |  |  |  | 1
5436 | 32.7 | 27.5 |  |  |  |  | 1
5437 | 33.3 | 27.5 |  |  |  |  | 1
5438 | 34.1 | 27.5 |  |  |  |  | 1
5439 | 34.7 | 27.5 |  |  |  |  | 1
5440 | 33.1 | 27.5 |  |  |  |  | 1
5441 | 33.3 | 27.5 |  |  |  |  | 1
5442 | 30.7 | 27.5 |  |  |  |  | 1
5443 | 32.9 | 27.5 |  |  |  |  | 1
5444 | 29.7 | 27.5 |  |  |  |  | 1
5445 | 30.3 | 27.5 |  |  |  |  | 1
5446 | 29.1 | 27.5 |  |  |  |  | 1
5447 | 28.5 | 27.3 |  |  |  |  | 1
5448 | 25 | 23.7 |  |  |  |  | 1
5449 | 26.4 | 25.1 |  |  |  |  | 1
5450 | 25 | 23.7 |  |  |  |  | 1
5451 | 25.8 | 24.5 |  |  |  |  | 1
5452 | 25.1 | 23.8 |  |  |  |  | 1
5453 | 24 | 23 |  |  |  |  | 1
5454 | 23.3 | 23 |  |  |  |  | 1
5455 | 24.5 | 23.2 |  |  |  |  | 1
5456 | 24.2 | 23 |  |  |  |  | 1
5457 | 28.7 | 27.4 |  |  |  |  | 1
5458 | 27.6 | 26.3 |  |  |  |  | 1
5459 | 30.8 | 27.5 |  |  |  |  | 1
5460 | 34 | 27.5 |  |  |  |  | 1
5461 | 31.4 | 27.5 |  |  |  |  | 1
5462 | 33.5 | 27.5 |  |  |  |  | 1
5463 | 34.5 | 27.5 |  |  |  |  | 1
5464 | 33.2 | 27.5 |  |  |  |  | 1
5465 | 34.8 | 27.5 |  |  |  |  | 1
5466 | 35.3 | 27.5 |  |  |  |  | 1
5467 | 32.1 | 27.5 |  |  |  |  | 1
5468 | 28.6 | 27.3 |  |  |  |  | 1
5469 | 29.8 | 27.5 |  |  |  |  | 1
5470 | 27.9 | 26.6 |  |  |  |  | 1
5471 | 26.3 | 25.1 |  |  |  |  | 1
5472 | 26.3 | 25 |  |  |  |  | 1
5473 | 25.5 | 24.2 |  |  |  |  | 1
5474 | 23.9 | 23 |  |  |  |  | 1
5475 | 25.1 | 23.8 |  |  |  |  | 1
5476 | 23.2 | 23 |  |  |  |  | 1
5477 | 24.6 | 23.3 |  |  |  |  | 1
5478 | 22.9 | 23 |  |  |  |  | 1
5479 | 24.1 | 23 |  |  |  |  | 1
5480 | 27 | 25.7 |  |  |  |  | 1
5481 | 26.2 | 24.9 |  |  |  |  | 1
5482 | 27.1 | 25.8 |  |  |  |  | 1
5483 | 31.4 | 27.5 |  |  |  |  | 1
5484 | 30.3 | 27.5 |  |  |  |  | 1
5485 | 35.5 | 27.5 |  |  |  |  | 1
5486 | 35.7 | 27.5 |  |  |  |  | 1
5487 | 34.4 | 27.5 |  |  |  |  | 1
5488 | 33.9 | 27.5 |  |  |  |  | 1
5489 | 34.2 | 27.5 |  |  |  |  | 1
5490 | 31.5 | 27.5 |  |  |  |  | 1
5491 | 32.6 | 27.5 |  |  |  |  | 1
5492 | 31.6 | 27.5 |  |  |  |  | 1
5493 | 31.6 | 27.5 |  |  |  |  | 1
5494 | 28.8 | 27.5 |  |  |  |  | 1
5495 | 27.5 | 26.2 |  |  |  |  | 1
5496 | 25.9 | 24.6 |  |  |  |  | 1
5497 | 24.3 | 23 |  |  |  |  | 1
5498 | 23.7 | 23 |  |  |  |  | 1
5499 | 22.7 | 23 |  |  |  |  | 1
5500 | 22.1 | 23 |  |  |  |  | 1
5501 | 24.9 | 23.6 |  |  |  |  | 1
5502 | 24.5 | 23.2 |  |  |  |  | 1
5503 | 23.8 | 23 |  |  |  |  | 1
5504 | 24.8 | 23.5 |  |  |  |  | 1
5505 | 28 | 26.6 |  |  |  |  | 1
5506 | 29.5 | 27.5 |  |  |  |  | 1
5507 | 30 | 27.5 |  |  |  |  | 1
5508 | 31.4 | 27.5 |  |  |  |  | 1
5509 | 33.4 | 27.5 |  |  |  |  | 1
5510 | 32.3 | 27.5 |  |  |  |  | 1
5511 | 32.3 | 27.5 |  |  |  |  | 1
5512 | 32.6 | 27.5 |  |  |  |  | 1
5513 | 33.9 | 27.5 |  |  |  |  | 1
5514 | 33.4 | 27.5 |  |  |  |  | 1
5515 | 32.7 | 27.5 |  |  |  |  | 1
5516 | 32.9 | 27.5 |  |  |  |  | 1
5517 | 29 | 27.5 |  |  |  |  | 1
5518 | 30.4 | 27.5 |  |  |  |  | 1
5519 | 27.5 | 26.2 |  |  |  |  | 1
5520 | 27.4 | 26.1 |  |  |  |  | 1
5521 | 24.2 | 23 |  |  |  |  | 1
5522 | 25.1 | 23.7 |  |  |  |  | 1
5523 | 24.3 | 23 |  |  |  |  | 1
5524 | 22.5 | 23 |  |  |  |  | 1
5525 | 24 | 23 |  |  |  |  | 1
5526 | 24 | 23 |  |  |  |  | 1
5527 | 24.5 | 23.1 |  |  |  |  | 1
5528 | 27.3 | 26 |  |  |  |  | 1
5529 | 27.2 | 25.9 |  |  |  |  | 1
5530 | 29 | 27.5 |  |  |  |  | 1
5531 | 31.7 | 27.5 |  |  |  |  | 1
5532 | 30.5 | 27.5 |  |  |  |  | 1
5533 | 35.3 | 27.5 |  |  |  |  | 1
5534 | 33.3 | 27.5 |  |  |  |  | 1
5535 | 33.3 | 27.5 |  |  |  |  | 1
5536 | 34.4 | 27.5 |  |  |  |  | 1
5537 | 34.4 | 27.5 |  |  |  |  | 1
5538 | 33.2 | 27.5 |  |  |  |  | 1
5539 | 34.2 | 27.5 |  |  |  |  | 1
5540 | 30.5 | 27.5 |  |  |  |  | 1
5541 | 30.1 | 27.5 |  |  |  |  | 1
5542 | 27.7 | 26.3 |  |  |  |  | 1
5543 | 27.4 | 26 |  |  |  |  | 1
5544 | 26 | 24.6 |  |  |  |  | 1
5545 | 24.1 | 23 |  |  |  |  | 1
5546 | 24.5 | 23.2 |  |  |  |  | 1
5547 | 21.8 | 23 |  |  |  |  | 1
5548 | 23.6 | 23 |  |  |  |  | 1
5549 | 24.3 | 23 |  |  |  |  | 1
5550 | 21 | 23 |  |  |  |  | 1
5551 | 25.2 | 23.8 |  |  |  |  | 1
5552 | 27.4 | 26 |  |  |  |  | 1
5553 | 26.4 | 25 |  |  |  |  | 1
5554 | 28.9 | 27.5 |  |  |  |  | 1
5555 | 30 | 27.5 |  |  |  |  | 1
5556 | 32.3 | 27.5 |  |  |  |  | 1
5557 | 32.6 | 27.5 |  |  |  |  | 1
5558 | 29.8 | 27.5 |  |  |  |  | 1
5559 | 32.5 | 27.5 |  |  |  |  | 1
5560 | 33.6 | 27.5 |  |  |  |  | 1
5561 | 36.1 | 27.5 |  |  |  |  | 1
5562 | 33.2 | 27.5 |  |  |  |  | 1
5563 | 31.7 | 27.5 |  |  |  |  | 1
5564 | 31.8 | 27.5 |  |  |  |  | 1
5565 | 29.9 | 27.5 |  |  |  |  | 1
5566 | 27.7 | 26.4 |  |  |  |  | 1
5567 | 27.5 | 26.1 |  |  |  |  | 1
5568 | 25.3 | 23.9 |  |  |  |  | 1
5569 | 23 | 23 |  |  |  |  | 1
5570 | 23.8 | 23 |  |  |  |  | 1
5571 | 24.6 | 23.2 |  |  |  |  | 1
5572 | 21.2 | 23 |  |  |  |  | 1
5573 | 23.7 | 23 |  |  |  |  | 1
5574 | 23.4 | 23 |  |  |  |  | 1
5575 | 22.9 | 23 |  |  |  |  | 1
5576 | 26.7 | 25.3 |  |  |  |  | 1
5577 | 28.8 | 27.3 |  |  |  |  | 1
5578 | 29.2 | 27.5 |  |  |  |  | 1
5579 | 29.9 | 27.5 |  |  |  |  | 1
5580 | 33.4 | 27.5 |  |  |  |  | 1
5581 | 31.8 | 27.5 |  |  |  |  | 1
5582 | 33.5 | 27.5 |  |  |  |  | 1
5583 | 33.5 | 27.5 |  |  |  |  | 1
5584 | 34 | 27.5 |  |  |  |  | 1
5585 | 33.8 | 27.5 |  |  |  |  | 1
5586 | 32.9 | 27.5 |  |  |  |  | 1
5587 | 32.5 | 27.5 |  |  |  |  | 1
5588 | 29.8 | 27.5 |  |  |  |  | 1
5589 | 30.5 | 27.5 |  |  |  |  | 1
5590 | 30.2 | 27.5 |  |  |  |  | 1
5591 | 25.4 | 23.9 |  |  |  |  | 1
5592 | 26.2 | 24.8 |  |  |  |  | 1
5593 | 23.6 | 23 |  |  |  |  | 1
5594 | 24.1 | 23 |  |  |  |  | 1
5595 | 22.9 | 23 |  |  |  |  | 1
5596 | 21.9 | 23 |  |  |  |  | 1
5597 | 23.1 | 23 |  |  |  |  | 1
5598 | 24.6 | 23.2 |  |  |  |  | 1
5599 | 23.6 | 23 |  |  |  |  | 1
5600 | 25.2 | 23.8 |  |  |  |  | 1
5601 | 25.8 | 24.4 |  |  |  |  | 1
5602 | 25.8 | 24.3 |  |  |  |  | 1
5603 | 27 | 25.6 |  |  |  |  | 1
5604 | 30.4 | 27.5 |  |  |  |  | 1
5605 | 32.5 | 27.5 |  |  |  |  | 1
5606 | 33.8 | 27.5 |  |  |  |  | 1
5607 | 31.7 | 27.5 |  |  |  |  | 1
5608 | 37.6 | 27.5 |  |  |  |  | 1
5609 | 33.2 | 27.5 |  |  |  |  | 1
5610 | 31.2 | 27.5 |  |  |  |  | 1
5611 | 32.2 | 27.5 |  |  |  |  | 1
5612 | 31.1 | 27.5 |  |  |  |  | 1
5613 | 30.4 | 27.5 |  |  |  |  | 1
5614 | 27.6 | 26.1 |  |  |  |  | 1
5615 | 26.9 | 25.5 |  |  |  |  | 1
5616 | 25.1 | 23.7 |  |  |  |  | 1
5617 | 26 | 24.5 |  |  |  |  | 1
5618 | 23.4 | 23 |  |  |  |  | 1
5619 | 22.9 | 23 |  |  |  |  | 1
5620 | 22.3 | 23 |  |  |  |  | 1
5621 | 26.2 | 24.8 |  |  |  |  | 1
5622 | 25.3 | 23.8 |  |  |  |  | 1
5623 | 23.5 | 23 |  |  |  |  | 1
5624 | 24.6 | 23.1 |  |  |  |  | 1
5625 | 26.4 | 25 |  |  |  |  | 1
5626 | 27.9 | 26.5 |  |  |  |  | 1
5627 | 28.4 | 26.9 |  |  |  |  | 1
5628 | 32.1 | 27.5 |  |  |  |  | 1
5629 | 31.9 | 27.5 |  |  |  |  | 1
5630 | 30.9 | 27.5 |  |  |  |  | 1
5631 | 32.8 | 27.5 |  |  |  |  | 1
5632 | 33.8 | 27.5 |  |  |  |  | 1
5633 | 34.2 | 27.5 |  |  |  |  | 1
5634 | 33.5 | 27.5 |  |  |  |  | 1
5635 | 32.4 | 27.5 |  |  |  |  | 1
5636 | 30.2 | 27.5 |  |  |  |  | 1
5637 | 29.6 | 27.5 |  |  |  |  | 1
5638 | 28.8 | 27.3 |  |  |  |  | 1
5639 | 28.4 | 26.9 |  |  |  |  | 1
5640 | 25.5 | 24.1 |  |  |  |  | 1
5641 | 25.2 | 23.7 |  |  |  |  | 1
5642 | 23.2 | 23 |  |  |  |  | 1
5643 | 21.8 | 23 |  |  |  |  | 1
5644 | 24.6 | 23.1 |  |  |  |  | 1
5645 | 23.5 | 23 |  |  |  |  | 1
5646 | 24.2 | 23 |  |  |  |  | 1
5647 | 25.5 | 24 |  |  |  |  | 1
5648 | 25.8 | 24.3 |  |  |  |  | 1
5649 | 27.7 | 26.2 |  |  |  |  | 1
5650 | 28.7 | 27.3 |  |  |  |  | 1
5651 | 31.4 | 27.5 |  |  |  |  | 1
5652 | 29.4 | 27.5 |  |  |  |  | 1
5653 | 30.5 | 27.5 |  |  |  |  | 1
5654 | 32.6 | 27.5 |  |  |  |  | 1
5655 | 33.6 | 27.5 |  |  |  |  | 1
5656 | 33.3 | 27.5 |  |  |  |  | 1
5657 | 32.9 | 27.5 |  |  |  |  | 1
5658 | 34.1 | 27.5 |  |  |  |  | 1
5659 | 32.5 | 27.5 |  |  |  |  | 1
5660 | 30.2 | 27.5 |  |  |  |  | 1
5661 | 31.5 | 27.5 |  |  |  |  | 1
5662 | 29.4 | 27.5 |  |  |  |  | 1
5663 | 26.6 | 25.1 |  |  |  |  | 1
5664 | 23.5 | 23 |  |  |  |  | 1
5665 | 25.3 | 23.8 |  |  |  |  | 1
5666 | 25.1 | 23.5 |  |  |  |  | 1
5667 | 22.5 | 23 |  |  |  |  | 1
5668 | 24.1 | 23 |  |  |  |  | 1
5669 | 23.1 | 23 |  |  |  |  | 1
5670 | 22.4 | 23 |  |  |  |  | 1
5671 | 25.4 | 23.9 |  |  |  |  | 1
5672 | 24.7 | 23.2 |  |  |  |  | 1
5673 | 28.2 | 26.7 |  |  |  |  | 1
5674 | 28.7 | 27.2 |  |  |  |  | 1
5675 | 30 | 27.5 |  |  |  |  | 1
5676 | 32.1 | 27.5 |  |  |  |  | 1
5677 | 32.4 | 27.5 |  |  |  |  | 1
5678 | 34.9 | 27.5 |  |  |  |  | 1
5679 | 33.8 | 27.5 |  |  |  |  | 1
5680 | 31.2 | 27.5 |  |  |  |  | 1
5681 | 33.8 | 27.5 |  |  |  |  | 1
5682 | 34 | 27.5 |  |  |  |  | 1
5683 | 34.2 | 27.5 |  |  |  |  | 1
5684 | 30.4 | 27.5 |  |  |  |  | 1
5685 | 30.4 | 27.5 |  |  |  |  | 1
5686 | 28.1 | 26.5 |  |  |  |  | 1
5687 | 28.7 | 27.2 |  |  |  |  | 1
5688 | 26.1 | 24.5 |  |  |  |  | 1
5689 | 23.9 | 23 |  |  |  |  | 1
5690 | 23.2 | 23 |  |  |  |  | 1
5691 | 24.7 | 23.2 |  |  |  |  | 1
5692 | 23.9 | 23 |  |  |  |  | 1
5693 | 23.7 | 23 |  |  |  |  | 1
5694 | 23.8 | 23 |  |  |  |  | 1
5695 | 25.2 | 23.7 |  |  |  |  | 1
5696 | 26 | 24.4 |  |  |  |  | 1
5697 | 28.3 | 26.7 |  |  |  |  | 1
5698 | 28.7 | 27.2 |  |  |  |  | 1
5699 | 29.6 | 27.5 |  |  |  |  | 1
5700 | 30.8 | 27.5 |  |  |  |  | 1
5701 | 33.2 | 27.5 |  |  |  |  | 1
5702 | 35.9 | 27.5 |  |  |  |  | 1
5703 | 34.4 | 27.5 |  |  |  |  | 1
5704 | 34.7 | 27.5 |  |  |  |  | 1
5705 | 34.5 | 27.5 |  |  |  |  | 1
5706 | 32.2 | 27.5 |  |  |  |  | 1
5707 | 32.9 | 27.5 |  |  |  |  | 1
5708 | 33.2 | 27.5 |  |  |  |  | 1
5709 | 32.7 | 27.5 |  |  |  |  | 1
5710 | 28.5 | 27 |  |  |  |  | 1
5711 | 26.9 | 25.4 |  |  |  |  | 1
5712 | 25.2 | 23.6 |  |  |  |  | 1
5713 | 26.2 | 24.6 |  |  |  |  | 1
5714 | 25.2 | 23.6 |  |  |  |  | 1
5715 | 23.7 | 23 |  |  |  |  | 1
5716 | 22.5 | 23 |  |  |  |  | 1
5717 | 25.4 | 23.8 |  |  |  |  | 1
5718 | 22.2 | 23 |  |  |  |  | 1
5719 | 23.9 | 23 |  |  |  |  | 1
5720 | 25.7 | 24.1 |  |  |  |  | 1
5721 | 26.9 | 25.4 |  |  |  |  | 1
5722 | 29.7 | 27.5 |  |  |  |  | 1
5723 | 28.3 | 26.7 |  |  |  |  | 1
5724 | 31.4 | 27.5 |  |  |  |  | 1
5725 | 31.7 | 27.5 |  |  |  |  | 1
5726 | 33.2 | 27.5 |  |  |  |  | 1
5727 | 33.4 | 27.5 |  |  |  |  | 1
5728 | 36.3 | 27.5 |  |  |  |  | 1
5729 | 32.9 | 27.5 |  |  |  |  | 1
5730 | 32.4 | 27.5 |  |  |  |  | 1
5731 | 30.2 | 27.5 |  |  |  |  | 1
5732 | 28.5 | 26.9 |  |  |  |  | 1
5733 | 31.1 | 27.5 |  |  |  |  | 1
5734 | 28.2 | 26.7 |  |  |  |  | 1
5735 | 26.9 | 25.3 |  |  |  |  | 1
5736 | 26.5 | 24.9 |  |  |  |  | 1
5737 | 26.3 | 24.6 |  |  |  |  | 1
5738 | 23.6 | 23 |  |  |  |  | 1
5739 | 22.1 | 23 |  |  |  |  | 1
5740 | 23.4 | 23 |  |  |  |  | 1
5741 | 24.4 | 23 |  |  |  |  | 1
5742 | 23.2 | 23 |  |  |  |  | 1
5743 | 24 | 23 |  |  |  |  | 1
5744 | 26.4 | 24.8 |  |  |  |  | 1
5745 | 28 | 26.4 |  |  |  |  | 1
5746 | 31.4 | 27.5 |  |  |  |  | 1
5747 | 31.3 | 27.5 |  |  |  |  | 1
5748 | 29.8 | 27.5 |  |  |  |  | 1
5749 | 32.8 | 27.5 |  |  |  |  | 1
5750 | 33.8 | 27.5 |  |  |  |  | 1
5751 | 33.4 | 27.5 |  |  |  |  | 1
5752 | 35.3 | 27.5 |  |  |  |  | 1
5753 | 34.9 | 27.5 |  |  |  |  | 1
5754 | 35.1 | 27.5 |  |  |  |  | 1
5755 | 32 | 27.5 |  |  |  |  | 1
5756 | 30.1 | 27.5 |  |  |  |  | 1
5757 | 29.8 | 27.5 |  |  |  |  | 1
5758 | 28.9 | 27.3 |  |  |  |  | 1
5759 | 28.8 | 27.2 |  |  |  |  | 1
5760 | 25.2 | 23.6 |  |  |  |  | 1
5761 | 26 | 24.3 |  |  |  |  | 1
5762 | 23.7 | 23 |  |  |  |  | 1
5763 | 25.7 | 24 |  |  |  |  | 1
5764 | 22 | 23 |  |  |  |  | 1
5765 | 24.7 | 23.1 |  |  |  |  | 1
5766 | 23.9 | 23 |  |  |  |  | 1
5767 | 26.4 | 24.8 |  |  |  |  | 1
5768 | 24.4 | 23 |  |  |  |  | 1
5769 | 29.2 | 27.5 |  |  |  |  | 1
5770 | 29.8 | 27.5 |  |  |  |  | 1
5771 | 29.4 | 27.5 |  |  |  |  | 1
5772 | 31.6 | 27.5 |  |  |  |  | 1
5773 | 31.3 | 27.5 |  |  |  |  | 1
5774 | 35.7 | 27.5 |  |  |  |  | 1
5775 | 32.7 | 27.5 |  |  |  |  | 1
5776 | 34.2 | 27.5 |  |  |  |  | 1
5777 | 32.6 | 27.5 |  |  |  |  | 1
5778 | 34.4 | 27.5 |  |  |  |  | 1
5779 | 31.5 | 27.5 |  |  |  |  | 1
5780 | 33 | 27.5 |  |  |  |  | 1
5781 | 29.9 | 27.5 |  |  |  |  | 1
5782 | 27.5 | 25.8 |  |  |  |  | 1
5783 | 26.8 | 25.2 |  |  |  |  | 1
5784 | 26.9 | 25.3 |  |  |  |  | 1
5785 | 25 | 23.3 |  |  |  |  | 1
5786 | 22.9 | 23 |  |  |  |  | 1
5787 | 22.6 | 23 |  |  |  |  | 1
5788 | 22.8 | 23 |  |  |  |  | 1
5789 | 23.2 | 23 |  |  |  |  | 1
5790 | 24.7 | 23 |  |  |  |  | 1
5791 | 23.7 | 23 |  |  |  |  | 1
5792 | 25.2 | 23.5 |  |  |  |  | 1
5793 | 27 | 25.3 |  |  |  |  | 1
5794 | 28.1 | 26.4 |  |  |  |  | 1
5795 | 29.8 | 27.5 |  |  |  |  | 1
5796 | 32.5 | 27.5 |  |  |  |  | 1
5797 | 30 | 27.5 |  |  |  |  | 1
5798 | 33.8 | 27.5 |  |  |  |  | 1
5799 | 35.6 | 27.5 |  |  |  |  | 1
5800 | 32.8 | 27.5 |  |  |  |  | 1
5801 | 31.4 | 27.5 |  |  |  |  | 1
5802 | 31.9 | 27.5 |  |  |  |  | 1
5803 | 33 | 27.5 |  |  |  |  | 1
5804 | 34.9 | 27.5 |  |  |  |  | 1
5805 | 30.3 | 27.5 |  |  |  |  | 1
5806 | 29.2 | 27.5 |  |  |  |  | 1
5807 | 28.9 | 27.3 |  |  |  |  | 1
5808 | 27.9 | 26.2 |  |  |  |  | 1
5809 | 26.2 | 24.5 |  |  |  |  | 1
5810 | 23 | 23 |  |  |  |  | 1
5811 | 24.1 | 23 |  |  |  |  | 1
5812 | 21.3 | 23 |  |  |  |  | 1
5813 | 23.7 | 23 |  |  |  |  | 1
5814 | 21.2 | 23 |  |  |  |  | 1
5815 | 23.6 | 23 |  |  |  |  | 1
5816 | 23.9 | 23 |  |  |  |  | 1
5817 | 27.5 | 25.8 |  |  |  |  | 1
5818 | 25.4 | 23.7 |  |  |  |  | 1
5819 | 29.3 | 27.5 |  |  |  |  | 1
5820 | 31.4 | 27.5 |  |  |  |  | 1
5821 | 33.4 | 27.5 |  |  |  |  | 1
5822 | 33.6 | 27.5 |  |  |  |  | 1
5823 | 35.4 | 27.5 |  |  |  |  | 1
5824 | 35 | 27.5 |  |  |  |  | 1
5825 | 35.6 | 27.5 |  |  |  |  | 1
5826 | 31.6 | 27.5 |  |  |  |  | 1
5827 | 33.2 | 27.5 |  |  |  |  | 1
5828 | 33.2 | 27.5 |  |  |  |  | 1
5829 | 29.9 | 27.5 |  |  |  |  | 1
5830 | 30.6 | 27.5 |  |  |  |  | 1
5831 | 27.4 | 25.6 |  |  |  |  | 1
5832 | 26.2 | 24.5 |  |  |  |  | 1
5833 | 25.8 | 24.1 |  |  |  |  | 1
5834 | 22.6 | 23 |  |  |  |  | 1
5835 | 21.4 | 23 |  |  |  |  | 1
5836 | 22.2 | 23 |  |  |  |  | 1
5837 | 23.4 | 23 |  |  |  |  | 1
5838 | 23.3 | 23 |  |  |  |  | 1
5839 | 23.9 | 23 |  |  |  |  | 1
5840 | 24.2 | 23 |  |  |  |  | 1
5841 | 26.1 | 24.3 |  |  |  |  | 1
5842 | 28.4 | 26.7 |  |  |  |  | 1
5843 | 31.7 | 27.5 |  |  |  |  | 1
5844 | 32.9 | 27.5 |  |  |  |  | 1
5845 | 32.1 | 27.5 |  |  |  |  | 1
5846 | 34.4 | 27.5 |  |  |  |  | 1
5847 | 33.1 | 27.5 |  |  |  |  | 1
5848 | 34.4 | 27.5 |  |  |  |  | 1
5849 | 33.4 | 27.5 |  |  |  |  | 1
5850 | 30 | 27.5 |  |  |  |  | 1
5851 | 32.3 | 27.5 |  |  |  |  | 1
5852 | 30 | 27.5 |  |  |  |  | 1
5853 | 31.5 | 27.5 |  |  |  |  | 1
5854 | 30.6 | 27.5 |  |  |  |  | 1
5855 | 28 | 26.3 |  |  |  |  | 1
5856 | 27.1 | 25.4 |  |  |  |  | 1
5857 | 24.8 | 23 |  |  |  |  | 1
5858 | 23.6 | 23 |  |  |  |  | 1
5859 | 22.7 | 23 |  |  |  |  | 1
5860 | 24.7 | 23 |  |  |  |  | 1
5861 | 21.2 | 23 |  |  |  |  | 1
5862 | 23.5 | 23 |  |  |  |  | 1
5863 | 23.3 | 23 |  |  |  |  | 1
5864 | 24.1 | 23 |  |  |  |  | 1
5865 | 25.8 | 24.1 |  |  |  |  | 1
5866 | 28.6 | 26.8 |  |  |  |  | 1
5867 | 29.9 | 27.5 |  |  |  |  | 1
5868 | 30.8 | 27.5 |  |  |  |  | 1
5869 | 32.3 | 27.5 |  |  |  |  | 1
5870 | 33.4 | 27.5 |  |  |  |  | 1
5871 | 32 | 27.5 |  |  |  |  | 1
5872 | 31 | 27.5 |  |  |  |  | 1
5873 | 33.5 | 27.5 |  |  |  |  | 1
5874 | 35.8 | 27.5 |  |  |  |  | 1
5875 | 31.1 | 27.5 |  |  |  |  | 1
5876 | 31.1 | 27.5 |  |  |  |  | 1
5877 | 31.5 | 27.5 |  |  |  |  | 1
5878 | 26.6 | 24.9 |  |  |  |  | 1
5879 | 29 | 27.2 |  |  |  |  | 1
5880 | 25.9 | 24.1 |  |  |  |  | 1
5881 | 23.7 | 23 |  |  |  |  | 1
5882 | 23.5 | 23 |  |  |  |  | 1
5883 | 25.2 | 23.4 |  |  |  |  | 1
5884 | 22.9 | 23 |  |  |  |  | 1
5885 | 24.4 | 23 |  |  |  |  | 1
5886 | 22.3 | 23 |  |  |  |  | 1
5887 | 23.7 | 23 |  |  |  |  | 1
5888 | 27.2 | 25.4 |  |  |  |  | 1
5889 | 27.7 | 25.9 |  |  |  |  | 1
5890 | 28.1 | 26.3 |  |  |  |  | 1
5891 | 29.8 | 27.5 |  |  |  |  | 1
5892 | 32.5 | 27.5 |  |  |  |  | 1
5893 | 32.5 | 27.5 |  |  |  |  | 1
5894 | 31.4 | 27.5 |  |  |  |  | 1
5895 | 32.6 | 27.5 |  |  |  |  | 1
5896 | 33 | 27.5 |  |  |  |  | 1
5897 | 32.5 | 27.5 |  |  |  |  | 1
5898 | 32.5 | 27.5 |  |  |  |  | 1
5899 | 32.8 | 27.5 |  |  |  |  | 1
5900 | 31.6 | 27.5 |  |  |  |  | 1
5901 | 30.3 | 27.5 |  |  |  |  | 1
5902 | 29.2 | 27.4 |  |  |  |  | 1
5903 | 27.4 | 25.6 |  |  |  |  | 1
5904 | 24.8 | 23 |  |  |  |  | 1
5905 | 24.3 | 23 |  |  |  |  | 1
5906 | 22.9 | 23 |  |  |  |  | 1
5907 | 25.3 | 23.5 |  |  |  |  | 1
5908 | 23.9 | 23 |  |  |  |  | 1
5909 | 20.6 | 23 |  |  |  |  | 1
5910 | 23.7 | 23 |  |  |  |  | 1
5911 | 23.4 | 23 |  |  |  |  | 1
5912 | 26 | 24.1 |  |  |  |  | 1
5913 | 27.4 | 25.6 |  |  |  |  | 1
5914 | 28.1 | 26.2 |  |  |  |  | 1
5915 | 31.3 | 27.5 |  |  |  |  | 1
5916 | 31 | 27.5 |  |  |  |  | 1
5917 | 31 | 27.5 |  |  |  |  | 1
5918 | 31.2 | 27.5 |  |  |  |  | 1
5919 | 32.9 | 27.5 |  |  |  |  | 1
5920 | 36.1 | 27.5 |  |  |  |  | 1
5921 | 33.7 | 27.5 |  |  |  |  | 1
5922 | 33.2 | 27.5 |  |  |  |  | 1
5923 | 33.4 | 27.5 |  |  |  |  | 1
5924 | 31.1 | 27.5 |  |  |  |  | 1
5925 | 29.1 | 27.3 |  |  |  |  | 1
5926 | 28.6 | 26.7 |  |  |  |  | 1
5927 | 26.8 | 25 |  |  |  |  | 1
5928 | 24.5 | 23 |  |  |  |  | 1
5929 | 25.4 | 23.6 |  |  |  |  | 1
5930 | 24.9 | 23 |  |  |  |  | 1
5931 | 22.8 | 23 |  |  |  |  | 1
5932 | 21.5 | 23 |  |  |  |  | 1
5933 | 24.2 | 23 |  |  |  |  | 1
5934 | 24.6 | 23 |  |  |  |  | 1
5935 | 26.8 | 24.9 |  |  |  |  | 1
5936 | 25.3 | 23.4 |  |  |  |  | 1
5937 | 27.5 | 25.6 |  |  |  |  | 1
5938 | 27.7 | 25.8 |  |  |  |  | 1
5939 | 30.7 | 27.5 |  |  |  |  | 1
5940 | 31.4 | 27.5 |  |  |  |  | 1
5941 | 32.7 | 27.5 |  |  |  |  | 1
5942 | 33.8 | 27.5 |  |  |  |  | 1
5943 | 34.3 | 27.5 |  |  |  |  | 1
5944 | 32.8 | 27.5 |  |  |  |  | 1
5945 | 35.3 | 27.5 |  |  |  |  | 1
5946 | 33.2 | 27.5 |  |  |  |  | 1
5947 | 32.2 | 27.5 |  |  |  |  | 1
5948 | 32.7 | 27.5 |  |  |  |  | 1
5949 | 29 | 27.1 |  |  |  |  | 1
5950 | 27.4 | 25.6 |  |  |  |  | 1
5951 | 26.5 | 24.6 |  |  |  |  | 1
5952 | 25.5 | 23.7 |  |  |  |  | 1
5953 | 27.3 | 25.4 |  |  |  |  | 1
5954 | 25.1 | 23.2 |  |  |  |  | 1
5955 | 24.2 | 23 |  |  |  |  | 1
5956 | 23.3 | 23 |  |  |  |  | 1
5957 | 21.6 | 23 |  |  |  |  | 1
5958 | 24.4 | 23 |  |  |  |  | 1
5959 | 25.1 | 23.2 |  |  |  |  | 1
5960 | 24.2 | 23 |  |  |  |  | 1
5961 | 28.3 | 26.3 |  |  |  |  | 1
5962 | 25.8 | 23.8 |  |  |  |  | 1
5963 | 28 | 26.1 |  |  |  |  | 1
5964 | 32.4 | 27.5 |  |  |  |  | 1
5965 | 31.2 | 27.5 |  |  |  |  | 1
5966 | 34.4 | 27.5 |  |  |  |  | 1
5967 | 33.1 | 27.5 |  |  |  |  | 1
5968 | 32.9 | 27.5 |  |  |  |  | 1
5969 | 34.4 | 27.5 |  |  |  |  | 1
5970 | 31.3 | 27.5 |  |  |  |  | 1
5971 | 32.8 | 27.5 |  |  |  |  | 1
5972 | 32.4 | 27.5 |  |  |  |  | 1
5973 | 29 | 27.1 |  |  |  |  | 1
5974 | 27.2 | 25.3 |  |  |  |  | 1
5975 | 28.7 | 26.8 |  |  |  |  | 1
5976 | 26 | 24.1 |  |  |  |  | 1
5977 | 25.2 | 23.3 |  |  |  |  | 1
5978 | 24.5 | 23 |  |  |  |  | 1
5979 | 22.9 | 23 |  |  |  |  | 1
5980 | 25.4 | 23.4 |  |  |  |  | 1
5981 | 23.6 | 23 |  |  |  |  | 1
5982 | 22.7 | 23 |  |  |  |  | 1
5983 | 25 | 23.1 |  |  |  |  | 1
5984 | 24.1 | 23 |  |  |  |  | 1
5985 | 27.5 | 25.6 |  |  |  |  | 1
5986 | 27.3 | 25.4 |  |  |  |  | 1
5987 | 27.7 | 25.8 |  |  |  |  | 1
5988 | 33 | 27.5 |  |  |  |  | 1
5989 | 32.3 | 27.5 |  |  |  |  | 1
5990 | 33.2 | 27.5 |  |  |  |  | 1
5991 | 31.1 | 27.5 |  |  |  |  | 1
5992 | 32.4 | 27.5 |  |  |  |  | 1
5993 | 33.4 | 27.5 |  |  |  |  | 1
5994 | 34.2 | 27.5 |  |  |  |  | 1
5995 | 33.3 | 27.5 |  |  |  |  | 1
5996 | 30.6 | 27.5 |  |  |  |  | 1
5997 | 30.1 | 27.5 |  |  |  |  | 1
5998 | 28.4 | 26.5 |  |  |  |  | 1
5999 | 28.8 | 26.9 |  |  |  |  | 1
6000 | 24.8 | 23 |  |  |  |  | 1
6001 | 24.3 | 23 |  |  |  |  | 1
6002 | 24.2 | 23 |  |  |  |  | 1
6003 | 22.4 | 23 |  |  |  |  | 1
6004 | 23.2 | 23 |  |  |  |  | 1
6005 | 22.9 | 23 |  |  |  |  | 1
6006 | 23.9 | 23 |  |  |  |  | 1
6007 | 24.8 | 23 |  |  |  |  | 1
6008 | 25.6 | 23.6 |  |  |  |  | 1
6009 | 27.9 | 25.9 |  |  |  |  | 1
6010 | 30.4 | 27.5 |  |  |  |  | 1
6011 | 27 | 25 |  |  |  |  | 1
6012 | 30.7 | 27.5 |  |  |  |  | 1
6013 | 33.8 | 27.5 |  |  |  |  | 1
6014 | 32.1 | 27.5 |  |  |  |  | 1
6015 | 33.7 | 27.5 |  |  |  |  | 1
6016 | 33.1 | 27.5 |  |  |  |  | 1
6017 | 35 | 27.5 |  |  |  |  | 1
6018 | 32.1 | 27.5 |  |  |  |  | 1
6019 | 33.2 | 27.5 |  |  |  |  | 1
6020 | 31.1 | 27.5 |  |  |  |  | 1
6021 | 31.5 | 27.5 |  |  |  |  | 1
6022 | 30 | 27.5 |  |  |  |  | 1
6023 | 28.4 | 26.4 |  |  |  |  | 1
6024 | 25.7 | 23.7 |  |  |  |  | 1
6025 | 25.6 | 23.6 |  |  |  |  | 1
6026 | 22.6 | 23 |  |  |  |  | 1
6027 | 24.9 | 23 |  |  |  |  | 1
6028 | 24.3 | 23 |  |  |  |  | 1
6029 | 22 | 23 |  |  |  |  | 1
6030 | 22.7 | 23 |  |  |  |  | 1
6031 | 23.9 | 23 |  |  |  |  | 1
6032 | 25.8 | 23.7 |  |  |  |  | 1
6033 | 27 | 25 |  |  |  |  | 1
6034 | 28.7 | 26.7 |  |  |  |  | 1
6035 | 28.6 | 26.5 |  |  |  |  | 1
6036 | 29.6 | 27.5 |  |  |  |  | 1
6037 | 31.8 | 27.5 |  |  |  |  | 1
6038 | 31.9 | 27.5 |  |  |  |  | 1
6039 | 32.1 | 27.5 |  |  |  |  | 1
6040 | 32.1 | 27.5 |  |  |  |  | 1
6041 | 33.1 | 27.5 |  |  |  |  | 1
6042 | 33 | 27.5 |  |  |  |  | 1
6043 | 32.2 | 27.5 |  |  |  |  | 1
6044 | 31.1 | 27.5 |  |  |  |  | 1
6045 | 29.7 | 27.5 |  |  |  |  | 1
6046 | 27.9 | 25.9 |  |  |  |  | 1
6047 | 28.1 | 26 |  |  |  |  | 1
6048 | 23.7 | 23 |  |  |  |  | 1
6049 | 23.2 | 23 |  |  |  |  | 1
6050 | 24.2 | 23 |  |  |  |  | 1
6051 | 20.2 | 23 |  |  |  |  | 1
6052 | 23.1 | 23 |  |  |  |  | 1
6053 | 23.6 | 23 |  |  |  |  | 1
6054 | 22.2 | 23 |  |  |  |  | 1
6055 | 24.5 | 23 |  |  |  |  | 1
6056 | 23.3 | 23 |  |  |  |  | 1
6057 | 26.8 | 24.7 |  |  |  |  | 1
6058 | 27.8 | 25.7 |  |  |  |  | 1
6059 | 30.2 | 27.5 |  |  |  |  | 1
6060 | 29.5 | 27.4 |  |  |  |  | 1
6061 | 31.9 | 27.5 |  |  |  |  | 1
6062 | 31.8 | 27.5 |  |  |  |  | 1
6063 | 33.5 | 27.5 |  |  |  |  | 1
6064 | 33.2 | 27.5 |  |  |  |  | 1
6065 | 34.8 | 27.5 |  |  |  |  | 1
6066 | 30.9 | 27.5 |  |  |  |  | 1
6067 | 33 | 27.5 |  |  |  |  | 1
6068 | 31.1 | 27.5 |  |  |  |  | 1
6069 | 31.7 | 27.5 |  |  |  |  | 1
6070 | 28.3 | 26.2 |  |  |  |  | 1
6071 | 25.7 | 23.6 |  |  |  |  | 1
6072 | 24.5 | 23 |  |  |  |  | 1
6073 | 23.3 | 23 |  |  |  |  | 1
6074 | 23 | 23 |  |  |  |  | 1
6075 | 24.1 | 23 |  |  |  |  | 1
6076 | 23.7 | 23 |  |  |  |  | 1
6077 | 23.6 | 23 |  |  |  |  | 1
6078 | 23.6 | 23 |  |  |  |  | 1
6079 | 23.9 | 23 |  |  |  |  | 1
6080 | 24.9 | 23 |  |  |  |  | 1
6081 | 26.3 | 24.1 |  |  |  |  | 1
6082 | 29.1 | 27 |  |  |  |  | 1
6083 | 29.2 | 27.1 |  |  |  |  | 1
6084 | 30.7 | 27.5 |  |  |  |  | 1
6085 | 31.6 | 27.5 |  |  |  |  | 1
6086 | 31.5 | 27.5 |  |  |  |  | 1
6087 | 33.4 | 27.5 |  |  |  |  | 1
6088 | 31.5 | 27.5 |  |  |  |  | 1
6089 | 32.2 | 27.5 |  |  |  |  | 1
6090 | 34.3 | 27.5 |  |  |  |  | 1
6091 | 31.4 | 27.5 |  |  |  |  | 1
6092 | 30.6 | 27.5 |  |  |  |  | 1
6093 | 30.3 | 27.5 |  |  |  |  | 1
6094 | 27.7 | 25.5 |  |  |  |  | 1
6095 | 27.1 | 25 |  |  |  |  | 1
6096 | 25.8 | 23.7 |  |  |  |  | 1
6097 | 24.3 | 23 |  |  |  |  | 1
6098 | 24.8 | 23 |  |  |  |  | 1
6099 | 21.3 | 23 |  |  |  |  | 1
6100 | 23.8 | 23 |  |  |  |  | 1
6101 | 20.4 | 23 |  |  |  |  | 1
6102 | 24.8 | 23 |  |  |  |  | 1
6103 | 24.8 | 23 |  |  |  |  | 1
6104 | 26.7 | 24.5 |  |  |  |  | 1
6105 | 25.5 | 23.3 |  |  |  |  | 1
6106 | 30.3 | 27.5 |  |  |  |  | 1
6107 | 30.9 | 27.5 |  |  |  |  | 1
6108 | 31.1 | 27.5 |  |  |  |  | 1
6109 | 29.6 | 27.5 |  |  |  |  | 1
6110 | 29 | 26.8 |  |  |  |  | 1
6111 | 33.6 | 27.5 |  |  |  |  | 1
6112 | 35.1 | 27.5 |  |  |  |  | 1
6113 | 33 | 27.5 |  |  |  |  | 1
6114 | 31.5 | 27.5 |  |  |  |  | 1
6115 | 31.7 | 27.5 |  |  |  |  | 1
6116 | 31.9 | 27.5 |  |  |  |  | 1
6117 | 29.3 | 27.1 |  |  |  |  | 1
6118 | 28.5 | 26.3 |  |  |  |  | 1
6119 | 27.1 | 24.9 |  |  |  |  | 1
6120 | 27.6 | 25.5 |  |  |  |  | 1
6121 | 24.5 | 23 |  |  |  |  | 1
6122 | 24.2 | 23 |  |  |  |  | 1
6123 | 22.6 | 23 |  |  |  |  | 1
6124 | 25 | 23 |  |  |  |  | 1
6125 | 22.2 | 23 |  |  |  |  | 1
6126 | 23.3 | 23 |  |  |  |  | 1
6127 | 23.2 | 23 |  |  |  |  | 1
6128 | 27.9 | 25.7 |  |  |  |  | 1
6129 | 28.6 | 26.4 |  |  |  |  | 1
6130 | 29.1 | 26.9 |  |  |  |  | 1
6131 | 29.5 | 27.3 |  |  |  |  | 1
6132 | 32.6 | 27.5 |  |  |  |  | 1
6133 | 31.7 | 27.5 |  |  |  |  | 1
6134 | 33.8 | 27.5 |  |  |  |  | 1
6135 | 34.3 | 27.5 |  |  |  |  | 1
6136 | 34.9 | 27.5 |  |  |  |  | 1
6137 | 33.4 | 27.5 |  |  |  |  | 1
6138 | 33.6 | 27.5 |  |  |  |  | 1
6139 | 33 | 27.5 |  |  |  |  | 1
6140 | 32 | 27.5 |  |  |  |  | 1
6141 | 32.1 | 27.5 |  |  |  |  | 1
6142 | 28.5 | 26.3 |  |  |  |  | 1
6143 | 26.7 | 24.5 |  |  |  |  | 1
6144 | 25.7 | 23.5 |  |  |  |  | 1
6145 | 23.5 | 23 |  |  |  |  | 1
6146 | 23.6 | 23 |  |  |  |  | 1
6147 | 25 | 23 |  |  |  |  | 1
6148 | 23.7 | 23 |  |  |  |  | 1
6149 | 23.9 | 23 |  |  |  |  | 1
6150 | 22 | 23 |  |  |  |  | 1
6151 | 25.4 | 23.2 |  |  |  |  | 1
6152 | 25.7 | 23.5 |  |  |  |  | 1
6153 | 26.4 | 24.2 |  |  |  |  | 1
6154 | 28.7 | 26.5 |  |  |  |  | 1
6155 | 27.2 | 25 |  |  |  |  | 1
6156 | 30.7 | 27.5 |  |  |  |  | 1
6157 | 32.9 | 27.5 |  |  |  |  | 1
6158 | 32.8 | 27.5 |  |  |  |  | 1
6159 | 33.7 | 27.5 |  |  |  |  | 1
6160 | 33.3 | 27.5 |  |  |  |  | 1
6161 | 33.5 | 27.5 |  |  |  |  | 1
6162 | 33.2 | 27.5 |  |  |  |  | 1
6163 | 32.3 | 27.5 |  |  |  |  | 1
6164 | 29.8 | 27.5 |  |  |  |  | 1
6165 | 30 | 27.5 |  |  |  |  | 1
6166 | 30 | 27.5 |  |  |  |  | 1
6167 | 26.9 | 24.6 |  |  |  |  | 1
6168 | 26.1 | 23.9 |  |  |  |  | 1
6169 | 23.6 | 23 |  |  |  |  | 1
6170 | 23.4 | 23 |  |  |  |  | 1
6171 | 21.9 | 23 |  |  |  |  | 1
6172 | 23.2 | 23 |  |  |  |  | 1
6173 | 21.8 | 23 |  |  |  |  | 1
6174 | 23.3 | 23 |  |  |  |  | 1
6175 | 25.9 | 23.6 |  |  |  |  | 1
6176 | 26.3 | 24.1 |  |  |  |  | 1
6177 | 26.9 | 24.7 |  |  |  |  | 1
6178 | 27.8 | 25.5 |  |  |  |  | 1
6179 | 27.8 | 25.6 |  |  |  |  | 1
6180 | 27.8 | 25.5 |  |  |  |  | 1
6181 | 31.5 | 27.5 |  |  |  |  | 1
6182 | 33 | 27.5 |  |  |  |  | 1
6183 | 32.1 | 27.5 |  |  |  |  | 1
6184 | 32.3 | 27.5 |  |  |  |  | 1
6185 | 35.4 | 27.5 |  |  |  |  | 1
6186 | 34 | 27.5 |  |  |  |  | 1
6187 | 30.6 | 27.5 |  |  |  |  | 1
6188 | 29.5 | 27.2 |  |  |  |  | 1
6189 | 29 | 26.7 |  |  |  |  | 1
6190 | 31 | 27.5 |  |  |  |  | 1
6191 | 25.5 | 23.2 |  |  |  |  | 1
6192 | 26.8 | 24.5 |  |  |  |  | 1
6193 | 25 | 23 |  |  |  |  | 1
6194 | 21.7 | 23 |  |  |  |  | 1
6195 | 23.2 | 23 |  |  |  |  | 1
6196 | 21.8 | 23 |  |  |  |  | 1
6197 | 24.5 | 23 |  |  |  |  | 1
6198 | 23 | 23 |  |  |  |  | 1
6199 | 24.6 | 23 |  |  |  |  | 1
6200 | 25.4 | 23.1 |  |  |  |  | 1
6201 | 26.9 | 24.6 |  |  |  |  | 1
6202 | 27.2 | 24.9 |  |  |  |  | 1
6203 | 28.3 | 26 |  |  |  |  | 1
6204 | 30 | 27.5 |  |  |  |  | 1
6205 | 32.7 | 27.5 |  |  |  |  | 1
6206 | 33.3 | 27.5 |  |  |  |  | 1
6207 | 31.9 | 27.5 |  |  |  |  | 1
6208 | 34.2 | 27.5 |  |  |  |  | 1
6209 | 33.1 | 27.5 |  |  |  |  | 1
6210 | 31.1 | 27.5 |  |  |  |  | 1
6211 | 33 | 27.5 |  |  |  |  | 1
6212 | 31.4 | 27.5 |  |  |  |  | 1
6213 | 28.6 | 26.3 |  |  |  |  | 1
6214 | 27.2 | 24.9 |  |  |  |  | 1
6215 | 26.2 | 23.8 |  |  |  |  | 1
6216 | 24.7 | 23 |  |  |  |  | 1
6217 | 24.4 | 23 |  |  |  |  | 1
6218 | 24.5 | 23 |  |  |  |  | 1
6219 | 24.3 | 23 |  |  |  |  | 1
6220 | 24.3 | 23 |  |  |  |  | 1
6221 | 23.2 | 23 |  |  |  |  | 1
6222 | 23.6 | 23 |  |  |  |  | 1
6223 | 24 | 23 |  |  |  |  | 1
6224 | 25 | 23 |  |  |  |  | 1
6225 | 28.2 | 25.8 |  |  |  |  | 1
6226 | 27.1 | 24.8 |  |  |  |  | 1
6227 | 28.4 | 26 |  |  |  |  | 1
6228 | 28.6 | 26.3 |  |  |  |  | 1
6229 | 32.5 | 27.5 |  |  |  |  | 1
6230 | 32.3 | 27.5 |  |  |  |  | 1
6231 | 32.5 | 27.5 |  |  |  |  | 1
6232 | 34.9 | 27.5 |  |  |  |  | 1
6233 | 33.2 | 27.5 |  |  |  |  | 1
6234 | 33 | 27.5 |  |  |  |  | 1
6235 | 31.8 | 27.5 |  |  |  |  | 1
6236 | 31 | 27.5 |  |  |  |  | 1
6237 | 27.5 | 25.1 |  |  |  |  | 1
6238 | 29.7 | 27.3 |  |  |  |  | 1
6239 | 26.9 | 24.6 |  |  |  |  | 1
6240 | 25.1 | 23 |  |  |  |  | 1
6241 | 20.9 | 23 |  |  |  |  | 1
6242 | 24.6 | 23 |  |  |  |  | 1
6243 | 23.3 | 23 |  |  |  |  | 1
6244 | 21.7 | 23 |  |  |  |  | 1
6245 | 22.1 | 23 |  |  |  |  | 1
6246 | 21.9 | 23 |  |  |  |  | 1
6247 | 22.6 | 23 |  |  |  |  | 1
6248 | 25.5 | 23 |  |  |  |  | 1
6249 | 25.4 | 23 |  |  |  |  | 1
6250 | 30.4 | 27.5 |  |  |  |  | 1
6251 | 29.7 | 27.3 |  |  |  |  | 1
6252 | 31.2 | 27.5 |  |  |  |  | 1
6253 | 31.6 | 27.5 |  |  |  |  | 1
6254 | 32.9 | 27.5 |  |  |  |  | 1
6255 | 33.5 | 27.5 |  |  |  |  | 1
6256 | 34.5 | 27.5 |  |  |  |  | 1
6257 | 32.8 | 27.5 |  |  |  |  | 1
6258 | 32.9 | 27.5 |  |  |  |  | 1
6259 | 31.3 | 27.5 |  |  |  |  | 1
6260 | 29.8 | 27.4 |  |  |  |  | 1
6261 | 30.4 | 27.5 |  |  |  |  | 1
6262 | 29.2 | 26.8 |  |  |  |  | 1
6263 | 27.4 | 25 |  |  |  |  | 1
6264 | 26.5 | 24.1 |  |  |  |  | 1
6265 | 24.8 | 23 |  |  |  |  | 1
6266 | 23.6 | 23 |  |  |  |  | 1
6267 | 23.1 | 23 |  |  |  |  | 1
6268 | 23.5 | 23 |  |  |  |  | 1
6269 | 24.9 | 23 |  |  |  |  | 1
6270 | 23.8 | 23 |  |  |  |  | 1
6271 | 26.2 | 23.7 |  |  |  |  | 1
6272 | 23.1 | 23 |  |  |  |  | 1
6273 | 27 | 24.6 |  |  |  |  | 1
6274 | 28.9 | 26.4 |  |  |  |  | 1
6275 | 29.9 | 27.4 |  |  |  |  | 1
6276 | 30.1 | 27.5 |  |  |  |  | 1
6277 | 30.8 | 27.5 |  |  |  |  | 1
6278 | 30.9 | 27.5 |  |  |  |  | 1
6279 | 31.9 | 27.5 |  |  |  |  | 1
6280 | 32.8 | 27.5 |  |  |  |  | 1
6281 | 31.4 | 27.5 |  |  |  |  | 1
6282 | 32 | 27.5 |  |  |  |  | 1
6283 | 32.3 | 27.5 |  |  |  |  | 1
6284 | 32.1 | 27.5 |  |  |  |  | 1
6285 | 29.6 | 27.2 |  |  |  |  | 1
6286 | 30 | 27.5 |  |  |  |  | 1
6287 | 26.3 | 23.8 |  |  |  |  | 1
6288 | 26.2 | 23.8 |  |  |  |  | 1
6289 | 25.5 | 23 |  |  |  |  | 1
6290 | 23 | 23 |  |  |  |  | 1
6291 | 21.7 | 23 |  |  |  |  | 1
6292 | 24.2 | 23 |  |  |  |  | 1
6293 | 24.1 | 23 |  |  |  |  | 1
6294 | 22 | 23 |  |  |  |  | 1
6295 | 24.1 | 23 |  |  |  |  | 1
6296 | 24.4 | 23 |  |  |  |  | 1
6297 | 26.1 | 23.6 |  |  |  |  | 1
6298 | 31.4 | 27.5 |  |  |  |  | 1
6299 | 31.1 | 27.5 |  |  |  |  | 1
6300 | 32.4 | 27.5 |  |  |  |  | 1
6301 | 30.9 | 27.5 |  |  |  |  | 1
6302 | 32.6 | 27.5 |  |  |  |  | 1
6303 | 33.3 | 27.5 |  |  |  |  | 1
6304 | 33.4 | 27.5 |  |  |  |  | 1
6305 | 32 | 27.5 |  |  |  |  | 1
6306 | 34.4 | 27.5 |  |  |  |  | 1
6307 | 33.2 | 27.5 |  |  |  |  | 1
6308 | 30.5 | 27.5 |  |  |  |  | 1
6309 | 31.1 | 27.5 |  |  |  |  | 1
6310 | 26.6 | 24.1 |  |  |  |  | 1
6311 | 29.1 | 26.6 |  |  |  |  | 1
6312 | 26.5 | 24 |  |  |  |  | 1
6313 | 22.8 | 23 |  |  |  |  | 1
6314 | 23.1 | 23 |  |  |  |  | 1
6315 | 22.6 | 23 |  |  |  |  | 1
6316 | 22.3 | 23 |  |  |  |  | 1
6317 | 22.1 | 23 |  |  |  |  | 1
6318 | 22.9 | 23 |  |  |  |  | 1
6319 | 23.1 | 23 |  |  |  |  | 1
6320 | 24.4 | 23 |  |  |  |  | 1
6321 | 27 | 24.5 |  |  |  |  | 1
6322 | 26.2 | 23.7 |  |  |  |  | 1
6323 | 31.5 | 27.5 |  |  |  |  | 1
6324 | 30.7 | 27.5 |  |  |  |  | 1
6325 | 31.9 | 27.5 |  |  |  |  | 1
6326 | 31.3 | 27.5 |  |  |  |  | 1
6327 | 35.2 | 27.5 |  |  |  |  | 1
6328 | 33.6 | 27.5 |  |  |  |  | 1
6329 | 31.9 | 27.5 |  |  |  |  | 1
6330 | 34.1 | 27.5 |  |  |  |  | 1
6331 | 32.8 | 27.5 |  |  |  |  | 1
6332 | 31.1 | 27.5 |  |  |  |  | 1
6333 | 30.6 | 27.5 |  |  |  |  | 1
6334 | 29.3 | 26.8 |  |  |  |  | 1
6335 | 29 | 26.5 |  |  |  |  | 1
6336 | 22.1 | 23 |  |  |  |  | 1
6337 | 27.2 | 24.6 |  |  |  |  | 1
6338 | 25.1 | 23 |  |  |  |  | 1
6339 | 24.2 | 23 |  |  |  |  | 1
6340 | 23.1 | 23 |  |  |  |  | 1
6341 | 23 | 23 |  |  |  |  | 1
6342 | 23.2 | 23 |  |  |  |  | 1
6343 | 24.6 | 23 |  |  |  |  | 1
6344 | 24.6 | 23 |  |  |  |  | 1
6345 | 25.4 | 23 |  |  |  |  | 1
6346 | 27.2 | 24.6 |  |  |  |  | 1
6347 | 30 | 27.4 |  |  |  |  | 1
6348 | 32.8 | 27.5 |  |  |  |  | 1
6349 | 31.4 | 27.5 |  |  |  |  | 1
6350 | 33 | 27.5 |  |  |  |  | 1
6351 | 35 | 27.5 |  |  |  |  | 1
6352 | 32.9 | 27.5 |  |  |  |  | 1
6353 | 34 | 27.5 |  |  |  |  | 1
6354 | 31.4 | 27.5 |  |  |  |  | 1
6355 | 31.2 | 27.5 |  |  |  |  | 1
6356 | 29.7 | 27.2 |  |  |  |  | 1
6357 | 31.1 | 27.5 |  |  |  |  | 1
6358 | 26.7 | 24.1 |  |  |  |  | 1
6359 | 27.5 | 24.9 |  |  |  |  | 1
6360 | 24.3 | 23 |  |  |  |  | 1
6361 | 23.8 | 23 |  |  |  |  | 1
6362 | 22.5 | 23 |  |  |  |  | 1
6363 | 21.9 | 23 |  |  |  |  | 1
6364 | 21.4 | 23 |  |  |  |  | 1
6365 | 21.2 | 23 |  |  |  |  | 1
6366 | 24.7 | 23 |  |  |  |  | 1
6367 | 24.5 | 23 |  |  |  |  | 1
6368 | 24 | 23 |  |  |  |  | 1
6369 | 26.9 | 24.3 |  |  |  |  | 1
6370 | 29.6 | 27 |  |  |  |  | 1
6371 | 27.9 | 25.3 |  |  |  |  | 1
6372 | 27.7 | 25.1 |  |  |  |  | 1
6373 | 32.2 | 27.5 |  |  |  |  | 1
6374 | 33.9 | 27.5 |  |  |  |  | 1
6375 | 33.5 | 27.5 |  |  |  |  | 1
6376 | 32.2 | 27.5 |  |  |  |  | 1
6377 | 34.5 | 27.5 |  |  |  |  | 1
6378 | 31.5 | 27.5 |  |  |  |  | 1
6379 | 31.5 | 27.5 |  |  |  |  | 1
6380 | 30.9 | 27.5 |  |  |  |  | 1
6381 | 30.8 | 27.5 |  |  |  |  | 1
6382 | 29.9 | 27.3 |  |  |  |  | 1
6383 | 27.5 | 24.9 |  |  |  |  | 1
6384 | 24.1 | 23 |  |  |  |  | 1
6385 | 23.7 | 23 |  |  |  |  | 1
6386 | 24.4 | 23 |  |  |  |  | 1
6387 | 24.7 | 23 |  |  |  |  | 1
6388 | 24.9 | 23 |  |  |  |  | 1
6389 | 23.4 | 23 |  |  |  |  | 1
6390 | 22.3 | 23 |  |  |  |  | 1
6391 | 24.9 | 23 |  |  |  |  | 1
6392 | 24.4 | 23 |  |  |  |  | 1
6393 | 27.1 | 24.4 |  |  |  |  | 1
6394 | 28.4 | 25.7 |  |  |  |  | 1
6395 | 30.5 | 27.5 |  |  |  |  | 1
6396 | 31.9 | 27.5 |  |  |  |  | 1
6397 | 31.3 | 27.5 |  |  |  |  | 1
6398 | 32.6 | 27.5 |  |  |  |  | 1
6399 | 34 | 27.5 |  |  |  |  | 1
6400 | 35.4 | 27.5 |  |  |  |  | 1
6401 | 33.3 | 27.5 |  |  |  |  | 1
6402 | 31.7 | 27.5 |  |  |  |  | 1
6403 | 30.6 | 27.5 |  |  |  |  | 1
6404 | 32.7 | 27.5 |  |  |  |  | 1
6405 | 30.6 | 27.5 |  |  |  |  | 1
6406 | 28.3 | 25.6 |  |  |  |  | 1
6407 | 25.1 | 23 |  |  |  |  | 1
6408 | 25.8 | 23.1 |  |  |  |  | 1
6409 | 25.6 | 23 |  |  |  |  | 1
6410 | 26 | 23.3 |  |  |  |  | 1
6411 | 22.9 | 23 |  |  |  |  | 1
6412 | 23.7 | 23 |  |  |  |  | 1
6413 | 23 | 23 |  |  |  |  | 1
6414 | 23.2 | 23 |  |  |  |  | 1
6415 | 25 | 23 |  |  |  |  | 1
6416 | 24.2 | 23 |  |  |  |  | 1
6417 | 27.7 | 25 |  |  |  |  | 1
6418 | 30.8 | 27.5 |  |  |  |  | 1
6419 | 30.4 | 27.5 |  |  |  |  | 1
6420 | 29.9 | 27.2 |  |  |  |  | 1
6421 | 30.6 | 27.5 |  |  |  |  | 1
6422 | 33.5 | 27.5 |  |  |  |  | 1
6423 | 34 | 27.5 |  |  |  |  | 1
6424 | 32.9 | 27.5 |  |  |  |  | 1
6425 | 32.6 | 27.5 |  |  |  |  | 1
6426 | 35 | 27.5 |  |  |  |  | 1
6427 | 33 | 27.5 |  |  |  |  | 1
6428 | 32.2 | 27.5 |  |  |  |  | 1
6429 | 28.1 | 25.4 |  |  |  |  | 1
6430 | 30.9 | 27.5 |  |  |  |  | 1
6431 | 27 | 24.3 |  |  |  |  | 1
6432 | 25.2 | 23 |  |  |  |  | 1
6433 | 23.8 | 23 |  |  |  |  | 1
6434 | 22.1 | 23 |  |  |  |  | 1
6435 | 21.7 | 23 |  |  |  |  | 1
6436 | 22.7 | 23 |  |  |  |  | 1
6437 | 23.5 | 23 |  |  |  |  | 1
6438 | 21.6 | 23 |  |  |  |  | 1
6439 | 24.6 | 23 |  |  |  |  | 1
6440 | 26.2 | 23.4 |  |  |  |  | 1
6441 | 28.5 | 25.7 |  |  |  |  | 1
6442 | 31.5 | 27.5 |  |  |  |  | 1
6443 | 29.5 | 26.7 |  |  |  |  | 1
6444 | 32.5 | 27.5 |  |  |  |  | 1
6445 | 32.2 | 27.5 |  |  |  |  | 1
6446 | 34.6 | 27.5 |  |  |  |  | 1
6447 | 32 | 27.5 |  |  |  |  | 1
6448 | 31.8 | 27.5 |  |  |  |  | 1
6449 | 34 | 27.5 |  |  |  |  | 1
6450 | 30.9 | 27.5 |  |  |  |  | 1
6451 | 31.1 | 27.5 |  |  |  |  | 1
6452 | 30.4 | 27.5 |  |  |  |  | 1
6453 | 28.5 | 25.8 |  |  |  |  | 1
6454 | 27.5 | 24.7 |  |  |  |  | 1
6455 | 26.3 | 23.5 |  |  |  |  | 1
6456 | 24.7 | 23 |  |  |  |  | 1
6457 | 24.4 | 23 |  |  |  |  | 1
6458 | 21.9 | 23 |  |  |  |  | 1
6459 | 21.2 | 23 |  |  |  |  | 1
6460 | 21.8 | 23 |  |  |  |  | 1
6461 | 23.8 | 23 |  |  |  |  | 1
6462 | 23.4 | 23 |  |  |  |  | 1
6463 | 23.6 | 23 |  |  |  |  | 1
6464 | 26.6 | 23.8 |  |  |  |  | 1
6465 | 25.3 | 23 |  |  |  |  | 1
6466 | 27.9 | 25.1 |  |  |  |  | 1
6467 | 29.5 | 26.7 |  |  |  |  | 1
6468 | 31.4 | 27.5 |  |  |  |  | 1
6469 | 31.6 | 27.5 |  |  |  |  | 1
6470 | 32.8 | 27.5 |  |  |  |  | 1
6471 | 34 | 27.5 |  |  |  |  | 1
6472 | 32.5 | 27.5 |  |  |  |  | 1
6473 | 34.4 | 27.5 |  |  |  |  | 1
6474 | 32.6 | 27.5 |  |  |  |  | 1
6475 | 32.6 | 27.5 |  |  |  |  | 1
6476 | 29.7 | 26.9 |  |  |  |  | 1
6477 | 30.1 | 27.3 |  |  |  |  | 1
6478 | 27.6 | 24.8 |  |  |  |  | 1
6479 | 26.1 | 23.2 |  |  |  |  | 1
6480 | 25.9 | 23.1 |  |  |  |  | 1
6481 | 24 | 23 |  |  |  |  | 1
6482 | 22.4 | 23 |  |  |  |  | 1
6483 | 20.4 | 23 |  |  |  |  | 1
6484 | 22.8 | 23 |  |  |  |  | 1
6485 | 22 | 23 |  |  |  |  | 1
6486 | 23.1 | 23 |  |  |  |  | 1
6487 | 22.4 | 23 |  |  |  |  | 1
6488 | 26.5 | 23.6 |  |  |  |  | 1
6489 | 27.4 | 24.6 |  |  |  |  | 1
6490 | 30.2 | 27.3 |  |  |  |  | 1
6491 | 29 | 26.1 |  |  |  |  | 1
6492 | 31.9 | 27.5 |  |  |  |  | 1
6493 | 35.1 | 27.5 |  |  |  |  | 1
6494 | 32.1 | 27.5 |  |  |  |  | 1
6495 | 32.7 | 27.5 |  |  |  |  | 1
6496 | 33 | 27.5 |  |  |  |  | 1
6497 | 31.1 | 27.5 |  |  |  |  | 1
6498 | 34.3 | 27.5 |  |  |  |  | 1
6499 | 31.4 | 27.5 |  |  |  |  | 1
6500 | 31.1 | 27.5 |  |  |  |  | 1
6501 | 29.5 | 26.7 |  |  |  |  | 1
6502 | 27.4 | 24.6 |  |  |  |  | 1
6503 | 26.3 | 23.4 |  |  |  |  | 1
6504 | 26 | 23.2 |  |  |  |  | 1
6505 | 23.8 | 23 |  |  |  |  | 1
6506 | 24.2 | 23 |  |  |  |  | 1
6507 | 22.3 | 23 |  |  |  |  | 1
6508 | 23.3 | 23 |  |  |  |  | 1
6509 | 22.2 | 23 |  |  |  |  | 1
6510 | 24.7 | 23 |  |  |  |  | 1
6511 | 26 | 23.1 |  |  |  |  | 1
6512 | 23.6 | 23 |  |  |  |  | 1
6513 | 26.6 | 23.7 |  |  |  |  | 1
6514 | 27.8 | 24.9 |  |  |  |  | 1
6515 | 30.1 | 27.2 |  |  |  |  | 1
6516 | 31.4 | 27.5 |  |  |  |  | 1
6517 | 30.5 | 27.5 |  |  |  |  | 1
6518 | 33.5 | 27.5 |  |  |  |  | 1
6519 | 32.7 | 27.5 |  |  |  |  | 1
6520 | 32.6 | 27.5 |  |  |  |  | 1
6521 | 33.4 | 27.5 |  |  |  |  | 1
6522 | 31.8 | 27.5 |  |  |  |  | 1
6523 | 31.5 | 27.5 |  |  |  |  | 1
6524 | 31.3 | 27.5 |  |  |  |  | 1
6525 | 31.4 | 27.5 |  |  |  |  | 1
6526 | 30.1 | 27.2 |  |  |  |  | 1
6527 | 27.5 | 24.6 |  |  |  |  | 1
6528 | 25 | 23 |  |  |  |  | 1
6529 | 24.9 | 23 |  |  |  |  | 1
6530 | 23.6 | 23 |  |  |  |  | 1
6531 | 23.8 | 23 |  |  |  |  | 1
6532 | 21.9 | 23 |  |  |  |  | 1
6533 | 21.7 | 23 |  |  |  |  | 1
6534 | 24.1 | 23 |  |  |  |  | 1
6535 | 23.4 | 23 |  |  |  |  | 1
6536 | 25.1 | 23 |  |  |  |  | 1
6537 | 25.9 | 23 |  |  |  |  | 1
6538 | 26.8 | 23.9 |  |  |  |  | 1
6539 | 28.9 | 26 |  |  |  |  | 1
6540 | 31.7 | 27.5 |  |  |  |  | 1
6541 | 32.3 | 27.5 |  |  |  |  | 1
6542 | 32.3 | 27.5 |  |  |  |  | 1
6543 | 33.4 | 27.5 |  |  |  |  | 1
6544 | 33 | 27.5 |  |  |  |  | 1
6545 | 33.1 | 27.5 |  |  |  |  | 1
6546 | 31.7 | 27.5 |  |  |  |  | 1
6547 | 32 | 27.5 |  |  |  |  | 1
6548 | 32 | 27.5 |  |  |  |  | 1
6549 | 27.6 | 24.6 |  |  |  |  | 1
6550 | 27.1 | 24.2 |  |  |  |  | 1
6551 | 24 | 23 |  |  |  |  | 1
6552 | 27.5 | 24.5 |  |  |  |  | 1
6553 | 23.5 | 23 |  |  |  |  | 1
6554 | 23.4 | 23 |  |  |  |  | 1
6555 | 21.1 | 23 |  |  |  |  | 1
6556 | 23.4 | 23 |  |  |  |  | 1
6557 | 22.2 | 23 |  |  |  |  | 1
6558 | 23.4 | 23 |  |  |  |  | 1
6559 | 23.9 | 23 |  |  |  |  | 1
6560 | 24.8 | 23 |  |  |  |  | 1
6561 | 26 | 23 |  |  |  |  | 1
6562 | 29.2 | 26.2 |  |  |  |  | 1
6563 | 30 | 27 |  |  |  |  | 1
6564 | 32.4 | 27.5 |  |  |  |  | 1
6565 | 33.4 | 27.5 |  |  |  |  | 1
6566 | 31.3 | 27.5 |  |  |  |  | 1
6567 | 32.3 | 27.5 |  |  |  |  | 1
6568 | 33.4 | 27.5 |  |  |  |  | 1
6569 | 33.7 | 27.5 |  |  |  |  | 1
6570 | 32.3 | 27.5 |  |  |  |  | 1
6571 | 31 | 27.5 |  |  |  |  | 1
6572 | 28.2 | 25.2 |  |  |  |  | 1
6573 | 29.3 | 26.2 |  |  |  |  | 1
6574 | 27.2 | 24.1 |  |  |  |  | 1
6575 | 27.3 | 24.2 |  |  |  |  | 1
6576 | 24.3 | 23 |  |  |  |  | 1
6577 | 25 | 23 |  |  |  |  | 1
6578 | 21.4 | 23 |  |  |  |  | 1
6579 | 22.8 | 23 |  |  |  |  | 1
6580 | 22.1 | 23 |  |  |  |  | 1
6581 | 20.7 | 23 |  |  |  |  | 1
6582 | 22.2 | 23 |  |  |  |  | 1
6583 | 24.3 | 23 |  |  |  |  | 1
6584 | 24.5 | 23 |  |  |  |  | 1
6585 | 26.5 | 23.5 |  |  |  |  | 1
6586 | 31.3 | 27.5 |  |  |  |  | 1
6587 | 28.7 | 25.6 |  |  |  |  | 1
6588 | 32.9 | 27.5 |  |  |  |  | 1
6589 | 33 | 27.5 |  |  |  |  | 1
6590 | 35.3 | 27.5 |  |  |  |  | 1
6591 | 31.8 | 27.5 |  |  |  |  | 1
6592 | 34.6 | 27.5 |  |  |  |  | 1
6593 | 34.7 | 27.5 |  |  |  |  | 1
6594 | 33.3 | 27.5 |  |  |  |  | 1
6595 | 32.1 | 27.5 |  |  |  |  | 1
6596 | 30.1 | 27.1 |  |  |  |  | 1
6597 | 29.3 | 26.2 |  |  |  |  | 1
6598 | 28.9 | 25.9 |  |  |  |  | 1
6599 | 26.8 | 23.7 |  |  |  |  | 1
6600 | 25.3 | 23 |  |  |  |  | 1
6601 | 23.1 | 23 |  |  |  |  | 1
6602 | 22.2 | 23 |  |  |  |  | 1
6603 | 22.5 | 23 |  |  |  |  | 1
6604 | 24.4 | 23 |  |  |  |  | 1
6605 | 23.8 | 23 |  |  |  |  | 1
6606 | 23.6 | 23 |  |  |  |  | 1
6607 | 24.6 | 23 |  |  |  |  | 1
6608 | 26.1 | 23 |  |  |  |  | 1
6609 | 27.1 | 24 |  |  |  |  | 1
6610 | 27.6 | 24.5 |  |  |  |  | 1
6611 | 28.7 | 25.6 |  |  |  |  | 1
6612 | 30 | 26.9 |  |  |  |  | 1
6613 | 31.7 | 27.5 |  |  |  |  | 1
6614 | 32.7 | 27.5 |  |  |  |  | 1
6615 | 34 | 27.5 |  |  |  |  | 1
6616 | 34.6 | 27.5 |  |  |  |  | 1
6617 | 33.5 | 27.5 |  |  |  |  | 1
6618 | 32 | 27.5 |  |  |  |  | 1
6619 | 31.3 | 27.5 |  |  |  |  | 1
6620 | 32.6 | 27.5 |  |  |  |  | 1
6621 | 29.9 | 26.8 |  |  |  |  | 1
6622 | 27 | 23.9 |  |  |  |  | 1
6623 | 26.5 | 23.3 |  |  |  |  | 1
6624 | 26.8 | 23.7 |  |  |  |  | 1
6625 | 24.4 | 23 |  |  |  |  | 1
6626 | 24.3 | 23 |  |  |  |  | 1
6627 | 24.8 | 23 |  |  |  |  | 1
6628 | 22.3 | 23 |  |  |  |  | 1
6629 | 22.9 | 23 |  |  |  |  | 1
6630 | 23.5 | 23 |  |  |  |  | 1
6631 | 23.7 | 23 |  |  |  |  | 1
6632 | 23.8 | 23 |  |  |  |  | 1
6633 | 24.3 | 23 |  |  |  |  | 1
6634 | 28.8 | 25.6 |  |  |  |  | 1
6635 | 28.4 | 25.2 |  |  |  |  | 1
6636 | 31.3 | 27.5 |  |  |  |  | 1
6637 | 31.6 | 27.5 |  |  |  |  | 1
6638 | 32.9 | 27.5 |  |  |  |  | 1
6639 | 32.8 | 27.5 |  |  |  |  | 1
6640 | 34.1 | 27.5 |  |  |  |  | 1
6641 | 33.3 | 27.5 |  |  |  |  | 1
6642 | 32.9 | 27.5 |  |  |  |  | 1
6643 | 31.2 | 27.5 |  |  |  |  | 1
6644 | 30.8 | 27.5 |  |  |  |  | 1
6645 | 31.7 | 27.5 |  |  |  |  | 1
6646 | 29.8 | 26.6 |  |  |  |  | 1
6647 | 27.8 | 24.6 |  |  |  |  | 1
6648 | 25.1 | 23 |  |  |  |  | 1
6649 | 23.8 | 23 |  |  |  |  | 1
6650 | 22.9 | 23 |  |  |  |  | 1
6651 | 20.4 | 23 |  |  |  |  | 1
6652 | 21.1 | 23 |  |  |  |  | 1
6653 | 22.3 | 23 |  |  |  |  | 1
6654 | 23.4 | 23 |  |  |  |  | 1
6655 | 24.3 | 23 |  |  |  |  | 1
6656 | 25.4 | 23 |  |  |  |  | 1
6657 | 27.6 | 24.4 |  |  |  |  | 1
6658 | 31.1 | 27.5 |  |  |  |  | 1
6659 | 29.1 | 25.9 |  |  |  |  | 1
6660 | 32.5 | 27.5 |  |  |  |  | 1
6661 | 31.9 | 27.5 |  |  |  |  | 1
6662 | 32.5 | 27.5 |  |  |  |  | 1
6663 | 31.8 | 27.5 |  |  |  |  | 1
6664 | 34.3 | 27.5 |  |  |  |  | 1
6665 | 34.2 | 27.5 |  |  |  |  | 1
6666 | 32.6 | 27.5 |  |  |  |  | 1
6667 | 30.2 | 27 |  |  |  |  | 1
6668 | 31.6 | 27.5 |  |  |  |  | 1
6669 | 28.4 | 25.2 |  |  |  |  | 1
6670 | 29.7 | 26.5 |  |  |  |  | 1
6671 | 28.4 | 25.2 |  |  |  |  | 1
6672 | 27.6 | 24.4 |  |  |  |  | 1
6673 | 24.4 | 23 |  |  |  |  | 1
6674 | 23.4 | 23 |  |  |  |  | 1
6675 | 22.3 | 23 |  |  |  |  | 1
6676 | 24.6 | 23 |  |  |  |  | 1
6677 | 24.5 | 23 |  |  |  |  | 1
6678 | 23.4 | 23 |  |  |  |  | 1
6679 | 25.5 | 23 |  |  |  |  | 1
6680 | 23.2 | 23 |  |  |  |  | 1
6681 | 26 | 23 |  |  |  |  | 1
6682 | 26.7 | 23.4 |  |  |  |  | 1
6683 | 29.3 | 26 |  |  |  |  | 1
6684 | 32.2 | 27.5 |  |  |  |  | 1
6685 | 31.3 | 27.5 |  |  |  |  | 1
6686 | 32 | 27.5 |  |  |  |  | 1
6687 | 33.1 | 27.5 |  |  |  |  | 1
6688 | 33 | 27.5 |  |  |  |  | 1
6689 | 33.8 | 27.5 |  |  |  |  | 1
6690 | 32.1 | 27.5 |  |  |  |  | 1
6691 | 30.7 | 27.4 |  |  |  |  | 1
6692 | 30.6 | 27.4 |  |  |  |  | 1
6693 | 29.5 | 26.2 |  |  |  |  | 1
6694 | 26.6 | 23.3 |  |  |  |  | 1
6695 | 23.4 | 23 |  |  |  |  | 1
6696 | 22.8 | 23 |  |  |  |  | 1
6697 | 24.9 | 23 |  |  |  |  | 1
6698 | 22.2 | 23 |  |  |  |  | 1
6699 | 23.4 | 23 |  |  |  |  | 1
6700 | 23.2 | 23 |  |  |  |  | 1
6701 | 20.3 | 23 |  |  |  |  | 1
6702 | 21 | 23 |  |  |  |  | 1
6703 | 22.9 | 23 |  |  |  |  | 1
6704 | 26.5 | 23.2 |  |  |  |  | 1
6705 | 26.9 | 23.6 |  |  |  |  | 1
6706 | 27.8 | 24.5 |  |  |  |  | 1
6707 | 29.4 | 26 |  |  |  |  | 1
6708 | 30.2 | 26.9 |  |  |  |  | 1
6709 | 30.8 | 27.5 |  |  |  |  | 1
6710 | 33.3 | 27.5 |  |  |  |  | 1
6711 | 31.7 | 27.5 |  |  |  |  | 1
6712 | 34.2 | 27.5 |  |  |  |  | 1
6713 | 33.9 | 27.5 |  |  |  |  | 1
6714 | 32.9 | 27.5 |  |  |  |  | 1
6715 | 31.3 | 27.5 |  |  |  |  | 1
6716 | 29.4 | 26.1 |  |  |  |  | 1
6717 | 29.4 | 26.1 |  |  |  |  | 1
6718 | 27.7 | 24.4 |  |  |  |  | 1
6719 | 28 | 24.7 |  |  |  |  | 1
6720 | 25.3 | 23 |  |  |  |  | 1
6721 | 24.5 | 23 |  |  |  |  | 1
6722 | 20.7 | 23 |  |  |  |  | 1
6723 | 22.3 | 23 |  |  |  |  | 1
6724 | 20.8 | 23 |  |  |  |  | 1
6725 | 23.2 | 23 |  |  |  |  | 1
6726 | 21.1 | 23 |  |  |  |  | 1
6727 | 24.2 | 23 |  |  |  |  | 1
6728 | 23.4 | 23 |  |  |  |  | 1
6729 | 26.7 | 23.3 |  |  |  |  | 1
6730 | 27.1 | 23.8 |  |  |  |  | 1
6731 | 30 | 26.6 |  |  |  |  | 1
6732 | 29.8 | 26.4 |  |  |  |  | 1
6733 | 31.3 | 27.5 |  |  |  |  | 1
6734 | 30.2 | 26.8 |  |  |  |  | 1
6735 | 33.1 | 27.5 |  |  |  |  | 1
6736 | 32.7 | 27.5 |  |  |  |  | 1
6737 | 32.5 | 27.5 |  |  |  |  | 1
6738 | 31.9 | 27.5 |  |  |  |  | 1
6739 | 31.1 | 27.5 |  |  |  |  | 1
6740 | 31.6 | 27.5 |  |  |  |  | 1
6741 | 31.7 | 27.5 |  |  |  |  | 1
6742 | 28.8 | 25.5 |  |  |  |  | 1
6743 | 26.4 | 23 |  |  |  |  | 1
6744 | 22.9 | 23 |  |  |  |  | 1
6745 | 25.2 | 23 |  |  |  |  | 1
6746 | 21.4 | 23 |  |  |  |  | 1
6747 | 21.4 | 23 |  |  |  |  | 1
6748 | 18.9 | 23 |  |  |  |  | 1
6749 | 23.3 | 23 |  |  |  |  | 1
6750 | 24.1 | 23 |  |  |  |  | 1
6751 | 26 | 23 |  |  |  |  | 1
6752 | 23.8 | 23 |  |  |  |  | 1
6753 | 27.5 | 24.1 |  |  |  |  | 1
6754 | 26.8 | 23.4 |  |  |  |  | 1
6755 | 29.8 | 26.4 |  |  |  |  | 1
6756 | 31.4 | 27.5 |  |  |  |  | 1
6757 | 32.5 | 27.5 |  |  |  |  | 1
6758 | 32.1 | 27.5 |  |  |  |  | 1
6759 | 34.6 | 27.5 |  |  |  |  | 1
6760 | 33.6 | 27.5 |  |  |  |  | 1
6761 | 33.3 | 27.5 |  |  |  |  | 1
6762 | 32.9 | 27.5 |  |  |  |  | 1
6763 | 31.3 | 27.5 |  |  |  |  | 1
6764 | 30.9 | 27.5 |  |  |  |  | 1
6765 | 30.6 | 27.2 |  |  |  |  | 1
6766 | 26.8 | 23.4 |  |  |  |  | 1
6767 | 24.8 | 23 |  |  |  |  | 1
6768 | 25.1 | 23 |  |  |  |  | 1
6769 | 25 | 23 |  |  |  |  | 1
6770 | 21.5 | 23 |  |  |  |  | 1
6771 | 22 | 23 |  |  |  |  | 1
6772 | 22.1 | 23 |  |  |  |  | 1
6773 | 21 | 23 |  |  |  |  | 1
6774 | 21.3 | 23 |  |  |  |  | 1
6775 | 22.8 | 23 |  |  |  |  | 1
6776 | 24.6 | 23 |  |  |  |  | 1
6777 | 27.4 | 24 |  |  |  |  | 1
6778 | 27.6 | 24.1 |  |  |  |  | 1
6779 | 30.4 | 26.9 |  |  |  |  | 1
6780 | 30.4 | 26.9 |  |  |  |  | 1
6781 | 33.1 | 27.5 |  |  |  |  | 1
6782 | 32.4 | 27.5 |  |  |  |  | 1
6783 | 30.6 | 27.2 |  |  |  |  | 1
6784 | 34.7 | 27.5 |  |  |  |  | 1
6785 | 29.8 | 26.4 |  |  |  |  | 1
6786 | 34.2 | 27.5 |  |  |  |  | 1
6787 | 33.4 | 27.5 |  |  |  |  | 1
6788 | 30.5 | 27 |  |  |  |  | 1
6789 | 29.3 | 25.8 |  |  |  |  | 1
6790 | 26.8 | 23.3 |  |  |  |  | 1
6791 | 25.9 | 23 |  |  |  |  | 1
6792 | 24 | 23 |  |  |  |  | 1
6793 | 22.2 | 23 |  |  |  |  | 1
6794 | 21.4 | 23 |  |  |  |  | 1
6795 | 22.1 | 23 |  |  |  |  | 1
6796 | 24.6 | 23 |  |  |  |  | 1
6797 | 23.2 | 23 |  |  |  |  | 1
6798 | 22 | 23 |  |  |  |  | 1
6799 | 23.3 | 23 |  |  |  |  | 1
6800 | 26.1 | 23 |  |  |  |  | 1
6801 | 26.2 | 23 |  |  |  |  | 1
6802 | 29.8 | 26.3 |  |  |  |  | 1
6803 | 26.8 | 23.3 |  |  |  |  | 1
6804 | 30.5 | 27 |  |  |  |  | 1
6805 | 31 | 27.5 |  |  |  |  | 1
6806 | 32.2 | 27.5 |  |  |  |  | 1
6807 | 34.7 | 27.5 |  |  |  |  | 1
6808 | 31 | 27.5 |  |  |  |  | 1
6809 | 33 | 27.5 |  |  |  |  | 1
6810 | 31.9 | 27.5 |  |  |  |  | 1
6811 | 31.3 | 27.5 |  |  |  |  | 1
6812 | 28.8 | 25.3 |  |  |  |  | 1
6813 | 29.8 | 26.3 |  |  |  |  | 1
6814 | 26.9 | 23.4 |  |  |  |  | 1
6815 | 24.2 | 23 |  |  |  |  | 1
6816 | 24.2 | 23 |  |  |  |  | 1
6817 | 24.3 | 23 |  |  |  |  | 1
6818 | 22.7 | 23 |  |  |  |  | 1
6819 | 24.4 | 23 |  |  |  |  | 1
6820 | 23.1 | 23 |  |  |  |  | 1
6821 | 22.1 | 23 |  |  |  |  | 1
6822 | 21.9 | 23 |  |  |  |  | 1
6823 | 24.7 | 23 |  |  |  |  | 1
6824 | 23.5 | 23 |  |  |  |  | 1
6825 | 26.9 | 23.4 |  |  |  |  | 1
6826 | 30.1 | 26.5 |  |  |  |  | 1
6827 | 31.1 | 27.5 |  |  |  |  | 1
6828 | 31.4 | 27.5 |  |  |  |  | 1
6829 | 31.3 | 27.5 |  |  |  |  | 1
6830 | 33.3 | 27.5 |  |  |  |  | 1
6831 | 33.2 | 27.5 |  |  |  |  | 1
6832 | 33.8 | 27.5 |  |  |  |  | 1
6833 | 32.5 | 27.5 |  |  |  |  | 1
6834 | 34.2 | 27.5 |  |  |  |  | 1
6835 | 31.7 | 27.5 |  |  |  |  | 1
6836 | 30.7 | 27.1 |  |  |  |  | 1
6837 | 28.1 | 24.6 |  |  |  |  | 1
6838 | 29.6 | 26 |  |  |  |  | 1
6839 | 26.4 | 23 |  |  |  |  | 1
6840 | 25.2 | 23 |  |  |  |  | 1
6841 | 23.9 | 23 |  |  |  |  | 1
6842 | 22.4 | 23 |  |  |  |  | 1
6843 | 20.6 | 23 |  |  |  |  | 1
6844 | 23.7 | 23 |  |  |  |  | 1
6845 | 23.1 | 23 |  |  |  |  | 1
6846 | 23 | 23 |  |  |  |  | 1
6847 | 24.6 | 23 |  |  |  |  | 1
6848 | 23.9 | 23 |  |  |  |  | 1
6849 | 25.6 | 23 |  |  |  |  | 1
6850 | 28.1 | 24.5 |  |  |  |  | 1
6851 | 28.4 | 24.8 |  |  |  |  | 1
6852 | 28.5 | 24.9 |  |  |  |  | 1
6853 | 32.4 | 27.5 |  |  |  |  | 1
6854 | 32.9 | 27.5 |  |  |  |  | 1
6855 | 32.1 | 27.5 |  |  |  |  | 1
6856 | 32.3 | 27.5 |  |  |  |  | 1
6857 | 34.7 | 27.5 |  |  |  |  | 1
6858 | 30.6 | 27 |  |  |  |  | 1
6859 | 30.5 | 26.9 |  |  |  |  | 1
6860 | 31 | 27.4 |  |  |  |  | 1
6861 | 29 | 25.3 |  |  |  |  | 1
6862 | 29.2 | 25.6 |  |  |  |  | 1
6863 | 28.2 | 24.6 |  |  |  |  | 1
6864 | 24.2 | 23 |  |  |  |  | 1
6865 | 26.2 | 23 |  |  |  |  | 1
6866 | 22.1 | 23 |  |  |  |  | 1
6867 | 22.5 | 23 |  |  |  |  | 1
6868 | 21.7 | 23 |  |  |  |  | 1
6869 | 21 | 23 |  |  |  |  | 1
6870 | 25.2 | 23 |  |  |  |  | 1
6871 | 25.8 | 23 |  |  |  |  | 1
6872 | 25.6 | 23 |  |  |  |  | 1
6873 | 25 | 23 |  |  |  |  | 1
6874 | 28.7 | 25 |  |  |  |  | 1
6875 | 28.3 | 24.7 |  |  |  |  | 1
6876 | 31.9 | 27.5 |  |  |  |  | 1
6877 | 30.2 | 26.5 |  |  |  |  | 1
6878 | 32.3 | 27.5 |  |  |  |  | 1
6879 | 33.3 | 27.5 |  |  |  |  | 1
6880 | 32.4 | 27.5 |  |  |  |  | 1
6881 | 31.4 | 27.5 |  |  |  |  | 1
6882 | 32.1 | 27.5 |  |  |  |  | 1
6883 | 30.3 | 26.6 |  |  |  |  | 1
6884 | 31.8 | 27.5 |  |  |  |  | 1
6885 | 29.3 | 25.6 |  |  |  |  | 1
6886 | 30.3 | 26.6 |  |  |  |  | 1
6887 | 26.2 | 23 |  |  |  |  | 1
6888 | 25.3 | 23 |  |  |  |  | 1
6889 | 22.9 | 23 |  |  |  |  | 1
6890 | 20.6 | 23 |  |  |  |  | 1
6891 | 22.8 | 23 |  |  |  |  | 1
6892 | 20.6 | 23 |  |  |  |  | 1
6893 | 22.3 | 23 |  |  |  |  | 1
6894 | 22.9 | 23 |  |  |  |  | 1
6895 | 24.4 | 23 |  |  |  |  | 1
6896 | 23.9 | 23 |  |  |  |  | 1
6897 | 26.4 | 23 |  |  |  |  | 1
6898 | 28.7 | 25 |  |  |  |  | 1
6899 | 28.9 | 25.1 |  |  |  |  | 1
6900 | 31.9 | 27.5 |  |  |  |  | 1
6901 | 29.3 | 25.5 |  |  |  |  | 1
6902 | 31.7 | 27.5 |  |  |  |  | 1
6903 | 31.8 | 27.5 |  |  |  |  | 1
6904 | 32.5 | 27.5 |  |  |  |  | 1
6905 | 32 | 27.5 |  |  |  |  | 1
6906 | 32.5 | 27.5 |  |  |  |  | 1
6907 | 32.1 | 27.5 |  |  |  |  | 1
6908 | 31.6 | 27.5 |  |  |  |  | 1
6909 | 28.4 | 24.7 |  |  |  |  | 1
6910 | 26.5 | 23 |  |  |  |  | 1
6911 | 27.6 | 23.8 |  |  |  |  | 1
6912 | 25.5 | 23 |  |  |  |  | 1
6913 | 23.4 | 23 |  |  |  |  | 1
6914 | 22.5 | 23 |  |  |  |  | 1
6915 | 21.6 | 23 |  |  |  |  | 1
6916 | 24 | 23 |  |  |  |  | 1
6917 | 20.7 | 23 |  |  |  |  | 1
6918 | 21.9 | 23 |  |  |  |  | 1
6919 | 25.4 | 23 |  |  |  |  | 1
6920 | 25.4 | 23 |  |  |  |  | 1
6921 | 27.2 | 23.4 |  |  |  |  | 1
6922 | 26.4 | 23 |  |  |  |  | 1
6923 | 29.1 | 25.4 |  |  |  |  | 1
6924 | 29.6 | 25.8 |  |  |  |  | 1
6925 | 31.1 | 27.4 |  |  |  |  | 1
6926 | 33.2 | 27.5 |  |  |  |  | 1
6927 | 33.8 | 27.5 |  |  |  |  | 1
6928 | 31.8 | 27.5 |  |  |  |  | 1
6929 | 32.5 | 27.5 |  |  |  |  | 1
6930 | 32.2 | 27.5 |  |  |  |  | 1
6931 | 32.7 | 27.5 |  |  |  |  | 1
6932 | 31.1 | 27.3 |  |  |  |  | 1
6933 | 30 | 26.3 |  |  |  |  | 1
6934 | 29 | 25.2 |  |  |  |  | 1
6935 | 25.7 | 23 |  |  |  |  | 1
6936 | 23.4 | 23 |  |  |  |  | 1
6937 | 23.7 | 23 |  |  |  |  | 1
6938 | 23.3 | 23 |  |  |  |  | 1
6939 | 22.6 | 23 |  |  |  |  | 1
6940 | 21.7 | 23 |  |  |  |  | 1
6941 | 22.8 | 23 |  |  |  |  | 1
6942 | 24.7 | 23 |  |  |  |  | 1
6943 | 23.9 | 23 |  |  |  |  | 1
6944 | 24.3 | 23 |  |  |  |  | 1
6945 | 26.1 | 23 |  |  |  |  | 1
6946 | 28.2 | 24.4 |  |  |  |  | 1
6947 | 26.4 | 23 |  |  |  |  | 1
6948 | 31.5 | 27.5 |  |  |  |  | 1
6949 | 30.3 | 26.5 |  |  |  |  | 1
6950 | 33.6 | 27.5 |  |  |  |  | 1
6951 | 31.5 | 27.5 |  |  |  |  | 1
6952 | 33.4 | 27.5 |  |  |  |  | 1
6953 | 34.6 | 27.5 |  |  |  |  | 1
6954 | 32.9 | 27.5 |  |  |  |  | 1
6955 | 32.7 | 27.5 |  |  |  |  | 1
6956 | 30.3 | 26.5 |  |  |  |  | 1
6957 | 26.8 | 23 |  |  |  |  | 1
6958 | 29.3 | 25.4 |  |  |  |  | 1
6959 | 25.4 | 23 |  |  |  |  | 1
6960 | 25.6 | 23 |  |  |  |  | 1
6961 | 25.2 | 23 |  |  |  |  | 1
6962 | 21.8 | 23 |  |  |  |  | 1
6963 | 24.2 | 23 |  |  |  |  | 1
6964 | 21.8 | 23 |  |  |  |  | 1
6965 | 21.5 | 23 |  |  |  |  | 1
6966 | 20.9 | 23 |  |  |  |  | 1
6967 | 24.5 | 23 |  |  |  |  | 1
6968 | 23.7 | 23 |  |  |  |  | 1
6969 | 26.4 | 23 |  |  |  |  | 1
6970 | 27.8 | 23.9 |  |  |  |  | 1
6971 | 29.2 | 25.3 |  |  |  |  | 1
6972 | 29.1 | 25.2 |  |  |  |  | 1
6973 | 30.2 | 26.3 |  |  |  |  | 1
6974 | 35.8 | 27.5 |  |  |  |  | 1
6975 | 33.3 | 27.5 |  |  |  |  | 1
6976 | 32.7 | 27.5 |  |  |  |  | 1
6977 | 32.9 | 27.5 |  |  |  |  | 1
6978 | 31.1 | 27.2 |  |  |  |  | 1
6979 | 32.5 | 27.5 |  |  |  |  | 1
6980 | 31.1 | 27.2 |  |  |  |  | 1
6981 | 30 | 26.1 |  |  |  |  | 1
6982 | 27.7 | 23.8 |  |  |  |  | 1
6983 | 26.5 | 23 |  |  |  |  | 1
6984 | 25.1 | 23 |  |  |  |  | 1
6985 | 23.2 | 23 |  |  |  |  | 1
6986 | 22 | 23 |  |  |  |  | 1
6987 | 20 | 23 |  |  |  |  | 1
6988 | 23.1 | 23 |  |  |  |  | 1
6989 | 22.1 | 23 |  |  |  |  | 1
6990 | 24.4 | 23 |  |  |  |  | 1
6991 | 23.4 | 23 |  |  |  |  | 1
6992 | 25.9 | 23 |  |  |  |  | 1
6993 | 27.8 | 23.8 |  |  |  |  | 1
6994 | 25.7 | 23 |  |  |  |  | 1
6995 | 30.7 | 26.8 |  |  |  |  | 1
6996 | 31.8 | 27.5 |  |  |  |  | 1
6997 | 33.2 | 27.5 |  |  |  |  | 1
6998 | 30.4 | 26.5 |  |  |  |  | 1
6999 | 34.7 | 27.5 |  |  |  |  | 1
7000 | 32 | 27.5 |  |  |  |  | 1
7001 | 33.9 | 27.5 |  |  |  |  | 1
7002 | 30.7 | 26.8 |  |  |  |  | 1
7003 | 31.7 | 27.5 |  |  |  |  | 1
7004 | 30.1 | 26.2 |  |  |  |  | 1
7005 | 29.5 | 25.6 |  |  |  |  | 1
7006 | 25.9 | 23 |  |  |  |  | 1
7007 | 27.8 | 23.9 |  |  |  |  | 1
7008 | 25.2 | 23 |  |  |  |  | 1
7009 | 21.6 | 23 |  |  |  |  | 1
7010 | 23.8 | 23 |  |  |  |  | 1
7011 | 21.9 | 23 |  |  |  |  | 1
7012 | 23 | 23 |  |  |  |  | 1
7013 | 21.6 | 23 |  |  |  |  | 1
7014 | 22.9 | 23 |  |  |  |  | 1
7015 | 24 | 23 |  |  |  |  | 1
7016 | 23.9 | 23 |  |  |  |  | 1
7017 | 25.9 | 23 |  |  |  |  | 1
7018 | 28.6 | 24.6 |  |  |  |  | 1
7019 | 29.6 | 25.6 |  |  |  |  | 1
7020 | 31.5 | 27.5 |  |  |  |  | 1
7021 | 32.2 | 27.5 |  |  |  |  | 1
7022 | 33.2 | 27.5 |  |  |  |  | 1
7023 | 31.5 | 27.5 |  |  |  |  | 1
7024 | 33.5 | 27.5 |  |  |  |  | 1
7025 | 32.6 | 27.5 |  |  |  |  | 1
7026 | 31.5 | 27.5 |  |  |  |  | 1
7027 | 33 | 27.5 |  |  |  |  | 1
7028 | 31.5 | 27.5 |  |  |  |  | 1
7029 | 29.2 | 25.2 |  |  |  |  | 1
7030 | 25.5 | 23 |  |  |  |  | 1
7031 | 26.1 | 23 |  |  |  |  | 1
7032 | 22.8 | 23 |  |  |  |  | 1
7033 | 22.5 | 23 |  |  |  |  | 1
7034 | 23.1 | 23 |  |  |  |  | 1
7035 | 23.2 | 23 |  |  |  |  | 1
7036 | 20.7 | 23 |  |  |  |  | 1
7037 | 18.5 | 23 |  |  |  |  | 1
7038 | 24.3 | 23 |  |  |  |  | 1
7039 | 22.7 | 23 |  |  |  |  | 1
7040 | 21.9 | 23 |  |  |  |  | 1
7041 | 26.5 | 23 |  |  |  |  | 1
7042 | 27 | 23 |  |  |  |  | 1
7043 | 29.8 | 25.8 |  |  |  |  | 1
7044 | 28.7 | 24.7 |  |  |  |  | 1
7045 | 29.7 | 25.7 |  |  |  |  | 1
7046 | 32.2 | 27.5 |  |  |  |  | 1
7047 | 32.9 | 27.5 |  |  |  |  | 1
7048 | 32.5 | 27.5 |  |  |  |  | 1
7049 | 31.3 | 27.3 |  |  |  |  | 1
7050 | 34 | 27.5 |  |  |  |  | 1
7051 | 33.1 | 27.5 |  |  |  |  | 1
7052 | 30.8 | 26.8 |  |  |  |  | 1
7053 | 31.8 | 27.5 |  |  |  |  | 1
7054 | 28.3 | 24.2 |  |  |  |  | 1
7055 | 25 | 23 |  |  |  |  | 1
7056 | 23.2 | 23 |  |  |  |  | 1
7057 | 24.3 | 23 |  |  |  |  | 1
7058 | 22.3 | 23 |  |  |  |  | 1
7059 | 22.1 | 23 |  |  |  |  | 1
7060 | 22.9 | 23 |  |  |  |  | 1
7061 | 22.2 | 23 |  |  |  |  | 1
7062 | 22.5 | 23 |  |  |  |  | 1
7063 | 22 | 23 |  |  |  |  | 1
7064 | 24.5 | 23 |  |  |  |  | 1
7065 | 25.9 | 23 |  |  |  |  | 1
7066 | 27 | 23 |  |  |  |  | 1
7067 | 30.4 | 26.3 |  |  |  |  | 1
7068 | 29.2 | 25.2 |  |  |  |  | 1
7069 | 31.5 | 27.4 |  |  |  |  | 1
7070 | 31.4 | 27.4 |  |  |  |  | 1
7071 | 31.7 | 27.5 |  |  |  |  | 1
7072 | 32.4 | 27.5 |  |  |  |  | 1
7073 | 32.9 | 27.5 |  |  |  |  | 1
7074 | 32 | 27.5 |  |  |  |  | 1
7075 | 31.8 | 27.5 |  |  |  |  | 1
7076 | 31.9 | 27.5 |  |  |  |  | 1
7077 | 29.4 | 25.3 |  |  |  |  | 1
7078 | 26 | 23 |  |  |  |  | 1
7079 | 25.8 | 23 |  |  |  |  | 1
7080 | 24.6 | 23 |  |  |  |  | 1
7081 | 24.3 | 23 |  |  |  |  | 1
7082 | 22.8 | 23 |  |  |  |  | 1
7083 | 22.4 | 23 |  |  |  |  | 1
7084 | 20.7 | 23 |  |  |  |  | 1
7085 | 21 | 23 |  |  |  |  | 1
7086 | 23.9 | 23 |  |  |  |  | 1
7087 | 22.1 | 23 |  |  |  |  | 1
7088 | 24.4 | 23 |  |  |  |  | 1
7089 | 27.5 | 23.4 |  |  |  |  | 1
7090 | 27.8 | 23.6 |  |  |  |  | 1
7091 | 28.8 | 24.6 |  |  |  |  | 1
7092 | 30.8 | 26.7 |  |  |  |  | 1
7093 | 32.1 | 27.5 |  |  |  |  | 1
7094 | 33.1 | 27.5 |  |  |  |  | 1
7095 | 32.2 | 27.5 |  |  |  |  | 1
7096 | 32.9 | 27.5 |  |  |  |  | 1
7097 | 31.8 | 27.5 |  |  |  |  | 1
7098 | 34.2 | 27.5 |  |  |  |  | 1
7099 | 32.2 | 27.5 |  |  |  |  | 1
7100 | 30.8 | 26.7 |  |  |  |  | 1
7101 | 28.6 | 24.4 |  |  |  |  | 1
7102 | 27.1 | 23 |  |  |  |  | 1
7103 | 26.6 | 23 |  |  |  |  | 1
7104 | 23.8 | 23 |  |  |  |  | 1
7105 | 21.7 | 23 |  |  |  |  | 1
7106 | 23.5 | 23 |  |  |  |  | 1
7107 | 22.1 | 23 |  |  |  |  | 1
7108 | 23.2 | 23 |  |  |  |  | 1
7109 | 22.1 | 23 |  |  |  |  | 1
7110 | 24.3 | 23 |  |  |  |  | 1
7111 | 21.5 | 23 |  |  |  |  | 1
7112 | 24.2 | 23 |  |  |  |  | 1
7113 | 24.4 | 23 |  |  |  |  | 1
7114 | 27.4 | 23.2 |  |  |  |  | 1
7115 | 31.6 | 27.4 |  |  |  |  | 1
7116 | 29.7 | 25.5 |  |  |  |  | 1
7117 | 31.5 | 27.3 |  |  |  |  | 1
7118 | 31.7 | 27.5 |  |  |  |  | 1
7119 | 30.4 | 26.2 |  |  |  |  | 1
7120 | 31.6 | 27.4 |  |  |  |  | 1
7121 | 34.9 | 27.5 |  |  |  |  | 1
7122 | 32.3 | 27.5 |  |  |  |  | 1
7123 | 31.9 | 27.5 |  |  |  |  | 1
7124 | 31.3 | 27.2 |  |  |  |  | 1
7125 | 29.6 | 25.4 |  |  |  |  | 1
7126 | 29 | 24.8 |  |  |  |  | 1
7127 | 27.2 | 23.1 |  |  |  |  | 1
7128 | 25.6 | 23 |  |  |  |  | 1
7129 | 22.3 | 23 |  |  |  |  | 1
7130 | 22.4 | 23 |  |  |  |  | 1
7131 | 21.6 | 23 |  |  |  |  | 1
7132 | 20.2 | 23 |  |  |  |  | 1
7133 | 21.5 | 23 |  |  |  |  | 1
7134 | 24.3 | 23 |  |  |  |  | 1
7135 | 24.7 | 23 |  |  |  |  | 1
7136 | 24.1 | 23 |  |  |  |  | 1
7137 | 24.7 | 23 |  |  |  |  | 1
7138 | 26.9 | 23 |  |  |  |  | 1
7139 | 27.9 | 23.7 |  |  |  |  | 1
7140 | 31.3 | 27.1 |  |  |  |  | 1
7141 | 28.9 | 24.7 |  |  |  |  | 1
7142 | 32.6 | 27.5 |  |  |  |  | 1
7143 | 33.3 | 27.5 |  |  |  |  | 1
7144 | 32.9 | 27.5 |  |  |  |  | 1
7145 | 31.5 | 27.3 |  |  |  |  | 1
7146 | 32 | 27.5 |  |  |  |  | 1
7147 | 30.9 | 26.7 |  |  |  |  | 1
7148 | 28.3 | 24.1 |  |  |  |  | 1
7149 | 29.6 | 25.3 |  |  |  |  | 1
7150 | 28.4 | 24.2 |  |  |  |  | 1
7151 | 25.5 | 23 |  |  |  |  | 1
7152 | 27.1 | 23 |  |  |  |  | 1
7153 | 24 | 23 |  |  |  |  | 1
7154 | 23.1 | 23 |  |  |  |  | 1
7155 | 21.1 | 23 |  |  |  |  | 1
7156 | 21.6 | 23 |  |  |  |  | 1
7157 | 21.2 | 23 |  |  |  |  | 1
7158 | 21.3 | 23 |  |  |  |  | 1
7159 | 25.1 | 23 |  |  |  |  | 1
7160 | 27.4 | 23.1 |  |  |  |  | 1
7161 | 26.6 | 23 |  |  |  |  | 1
7162 | 27.5 | 23.2 |  |  |  |  | 1
7163 | 28.3 | 24 |  |  |  |  | 1
7164 | 29 | 24.8 |  |  |  |  | 1
7165 | 32.1 | 27.5 |  |  |  |  | 1
7166 | 30.7 | 26.4 |  |  |  |  | 1
7167 | 33 | 27.5 |  |  |  |  | 1
7168 | 32 | 27.5 |  |  |  |  | 1
7169 | 32 | 27.5 |  |  |  |  | 1
7170 | 30.5 | 26.2 |  |  |  |  | 1
7171 | 31.9 | 27.5 |  |  |  |  | 1
7172 | 30.4 | 26.2 |  |  |  |  | 1
7173 | 29.2 | 24.9 |  |  |  |  | 1
7174 | 24.5 | 23 |  |  |  |  | 1
7175 | 24.4 | 23 |  |  |  |  | 1
7176 | 25.4 | 23 |  |  |  |  | 1
7177 | 23.7 | 23 |  |  |  |  | 1
7178 | 25.3 | 23 |  |  |  |  | 1
7179 | 22.5 | 23 |  |  |  |  | 1
7180 | 22.2 | 23 |  |  |  |  | 1
7181 | 21.1 | 23 |  |  |  |  | 1
7182 | 23.3 | 23 |  |  |  |  | 1
7183 | 23.9 | 23 |  |  |  |  | 1
7184 | 24.3 | 23 |  |  |  |  | 1
7185 | 24.9 | 23 |  |  |  |  | 1
7186 | 29.8 | 25.5 |  |  |  |  | 1
7187 | 27.8 | 23.5 |  |  |  |  | 1
7188 | 31.1 | 26.8 |  |  |  |  | 1
7189 | 31.2 | 26.9 |  |  |  |  | 1
7190 | 30.1 | 25.7 |  |  |  |  | 1
7191 | 33.6 | 27.5 |  |  |  |  | 1
7192 | 31.3 | 26.9 |  |  |  |  | 1
7193 | 33.1 | 27.5 |  |  |  |  | 1
7194 | 33.9 | 27.5 |  |  |  |  | 1
7195 | 30.7 | 26.4 |  |  |  |  | 1
7196 | 29 | 24.6 |  |  |  |  | 1
7197 | 28.3 | 23.9 |  |  |  |  | 1
7198 | 28.1 | 23.7 |  |  |  |  | 1
7199 | 25.9 | 23 |  |  |  |  | 1
7200 | 25.7 | 23 |  |  |  |  | 1
7201 | 23.3 | 23 |  |  |  |  | 1
7202 | 23 | 23 |  |  |  |  | 1
7203 | 22.9 | 23 |  |  |  |  | 1
7204 | 20.4 | 23 |  |  |  |  | 1
7205 | 20.1 | 23 |  |  |  |  | 1
7206 | 21.5 | 23 |  |  |  |  | 1
7207 | 22.4 | 23 |  |  |  |  | 1
7208 | 23.3 | 23 |  |  |  |  | 1
7209 | 26.7 | 23 |  |  |  |  | 1
7210 | 28.1 | 23.7 |  |  |  |  | 1
7211 | 27.2 | 23 |  |  |  |  | 1
7212 | 29.3 | 24.9 |  |  |  |  | 1
7213 | 30.5 | 26.1 |  |  |  |  | 1
7214 | 32.7 | 27.5 |  |  |  |  | 1
7215 | 32.5 | 27.5 |  |  |  |  | 1
7216 | 31.5 | 27.1 |  |  |  |  | 1
7217 | 32.2 | 27.5 |  |  |  |  | 1
7218 | 30.6 | 26.2 |  |  |  |  | 1
7219 | 33.1 | 27.5 |  |  |  |  | 1
7220 | 29.8 | 25.4 |  |  |  |  | 1
7221 | 28.7 | 24.3 |  |  |  |  | 1
7222 | 26.8 | 23 |  |  |  |  | 1
7223 | 25.2 | 23 |  |  |  |  | 1
7224 | 25.4 | 23 |  |  |  |  | 1
7225 | 22.6 | 23 |  |  |  |  | 1
7226 | 22.2 | 23 |  |  |  |  | 1
7227 | 22.3 | 23 |  |  |  |  | 1
7228 | 20.6 | 23 |  |  |  |  | 1
7229 | 21.7 | 23 |  |  |  |  | 1
7230 | 21.3 | 23 |  |  |  |  | 1
7231 | 22.4 | 23 |  |  |  |  | 1
7232 | 24.2 | 23 |  |  |  |  | 1
7233 | 25.6 | 23 |  |  |  |  | 1
7234 | 29.1 | 24.7 |  |  |  |  | 1
7235 | 27.4 | 23 |  |  |  |  | 1
7236 | 31.5 | 27.1 |  |  |  |  | 1
7237 | 28.7 | 24.3 |  |  |  |  | 1
7238 | 34.9 | 27.5 |  |  |  |  | 1
7239 | 35.2 | 27.5 |  |  |  |  | 1
7240 | 31.2 | 26.7 |  |  |  |  | 1
7241 | 33.2 | 27.5 |  |  |  |  | 1
7242 | 33.5 | 27.5 |  |  |  |  | 1
7243 | 29.1 | 24.7 |  |  |  |  | 1
7244 | 28.9 | 24.4 |  |  |  |  | 1
7245 | 27.3 | 23 |  |  |  |  | 1
7246 | 28.5 | 24 |  |  |  |  | 1
7247 | 24.5 | 23 |  |  |  |  | 1
7248 | 26.2 | 23 |  |  |  |  | 1
7249 | 22.7 | 23 |  |  |  |  | 1
7250 | 23.2 | 23 |  |  |  |  | 1
7251 | 22.1 | 23 |  |  |  |  | 1
7252 | 24.2 | 23 |  |  |  |  | 1
7253 | 20.1 | 23 |  |  |  |  | 1
7254 | 22.1 | 23 |  |  |  |  | 1
7255 | 22.8 | 23 |  |  |  |  | 1
7256 | 22.6 | 23 |  |  |  |  | 1
7257 | 24.5 | 23 |  |  |  |  | 1
7258 | 29.1 | 24.6 |  |  |  |  | 1
7259 | 29.6 | 25.1 |  |  |  |  | 1
7260 | 29.3 | 24.8 |  |  |  |  | 1
7261 | 30.5 | 26.1 |  |  |  |  | 1
7262 | 31.1 | 26.6 |  |  |  |  | 1
7263 | 32.8 | 27.5 |  |  |  |  | 1
7264 | 32.3 | 27.5 |  |  |  |  | 1
7265 | 33 | 27.5 |  |  |  |  | 1
7266 | 34.7 | 27.5 |  |  |  |  | 1
7267 | 30.1 | 25.6 |  |  |  |  | 1
7268 | 31.9 | 27.4 |  |  |  |  | 1
7269 | 27.6 | 23.2 |  |  |  |  | 1
7270 | 27.6 | 23.1 |  |  |  |  | 1
7271 | 25.4 | 23 |  |  |  |  | 1
7272 | 22.9 | 23 |  |  |  |  | 1
7273 | 22.6 | 23 |  |  |  |  | 1
7274 | 21.8 | 23 |  |  |  |  | 1
7275 | 21 | 23 |  |  |  |  | 1
7276 | 22.4 | 23 |  |  |  |  | 1
7277 | 22.3 | 23 |  |  |  |  | 1
7278 | 23.8 | 23 |  |  |  |  | 1
7279 | 24.6 | 23 |  |  |  |  | 1
7280 | 22.7 | 23 |  |  |  |  | 1
7281 | 27.4 | 23 |  |  |  |  | 1
7282 | 27.7 | 23.1 |  |  |  |  | 1
7283 | 28.9 | 24.3 |  |  |  |  | 1
7284 | 27.9 | 23.4 |  |  |  |  | 1
7285 | 30.3 | 25.7 |  |  |  |  | 1
7286 | 32.5 | 27.5 |  |  |  |  | 1
7287 | 30.7 | 26.2 |  |  |  |  | 1
7288 | 33.6 | 27.5 |  |  |  |  | 1
7289 | 33.2 | 27.5 |  |  |  |  | 1
7290 | 33.8 | 27.5 |  |  |  |  | 1
7291 | 30.4 | 25.9 |  |  |  |  | 1
7292 | 31.9 | 27.4 |  |  |  |  | 1
7293 | 29.9 | 25.3 |  |  |  |  | 1
7294 | 27.9 | 23.4 |  |  |  |  | 1
7295 | 24.4 | 23 |  |  |  |  | 1
7296 | 24.4 | 23 |  |  |  |  | 1
7297 | 24.9 | 23 |  |  |  |  | 1
7298 | 22.7 | 23 |  |  |  |  | 1
7299 | 21.1 | 23 |  |  |  |  | 1
7300 | 23.5 | 23 |  |  |  |  | 1
7301 | 24.5 | 23 |  |  |  |  | 1
7302 | 21.3 | 23 |  |  |  |  | 1
7303 | 24.6 | 23 |  |  |  |  | 1
7304 | 25 | 23 |  |  |  |  | 1
7305 | 23.3 | 23 |  |  |  |  | 1
7306 | 26.1 | 23 |  |  |  |  | 1
7307 | 29.3 | 24.8 |  |  |  |  | 1
7308 | 29.7 | 25.1 |  |  |  |  | 1
7309 | 31.7 | 27.1 |  |  |  |  | 1
7310 | 33.3 | 27.5 |  |  |  |  | 1
7311 | 32.2 | 27.5 |  |  |  |  | 1
7312 | 33.5 | 27.5 |  |  |  |  | 1
7313 | 31.9 | 27.3 |  |  |  |  | 1
7314 | 32.6 | 27.5 |  |  |  |  | 1
7315 | 28.3 | 23.7 |  |  |  |  | 1
7316 | 31.7 | 27.1 |  |  |  |  | 1
7317 | 30.4 | 25.8 |  |  |  |  | 1
7318 | 26.1 | 23 |  |  |  |  | 1
7319 | 24.5 | 23 |  |  |  |  | 1
7320 | 25.4 | 23 |  |  |  |  | 1
7321 | 26.3 | 23 |  |  |  |  | 1
7322 | 21.1 | 23 |  |  |  |  | 1
7323 | 22.8 | 23 |  |  |  |  | 1
7324 | 20 | 23 |  |  |  |  | 1
7325 | 22.7 | 23 |  |  |  |  | 1
7326 | 21.6 | 23 |  |  |  |  | 1
7327 | 21.4 | 23 |  |  |  |  | 1
7328 | 24.7 | 23 |  |  |  |  | 1
7329 | 26.4 | 23 |  |  |  |  | 1
7330 | 25.8 | 23 |  |  |  |  | 1
7331 | 29.9 | 25.3 |  |  |  |  | 1
7332 | 29.4 | 24.7 |  |  |  |  | 1
7333 | 28.9 | 24.3 |  |  |  |  | 1
7334 | 33.2 | 27.5 |  |  |  |  | 1
7335 | 30.8 | 26.2 |  |  |  |  | 1
7336 | 35.7 | 27.5 |  |  |  |  | 1
7337 | 34.1 | 27.5 |  |  |  |  | 1
7338 | 29.7 | 25.1 |  |  |  |  | 1
7339 | 31.7 | 27 |  |  |  |  | 1
7340 | 30 | 25.3 |  |  |  |  | 1
7341 | 30.8 | 26.2 |  |  |  |  | 1
7342 | 28.8 | 24.1 |  |  |  |  | 1
7343 | 26.6 | 23 |  |  |  |  | 1
7344 | 24.5 | 23 |  |  |  |  | 1
7345 | 25.5 | 23 |  |  |  |  | 1
7346 | 23.7 | 23 |  |  |  |  | 1
7347 | 23 | 23 |  |  |  |  | 1
7348 | 22.8 | 23 |  |  |  |  | 1
7349 | 22.2 | 23 |  |  |  |  | 1
7350 | 23.9 | 23 |  |  |  |  | 1
7351 | 24 | 23 |  |  |  |  | 1
7352 | 26.3 | 23 |  |  |  |  | 1
7353 | 25.6 | 23 |  |  |  |  | 1
7354 | 26.8 | 23 |  |  |  |  | 1
7355 | 28.2 | 23.5 |  |  |  |  | 1
7356 | 26.7 | 23 |  |  |  |  | 1
7357 | 30.8 | 26.2 |  |  |  |  | 1
7358 | 32.4 | 27.5 |  |  |  |  | 1
7359 | 32.7 | 27.5 |  |  |  |  | 1
7360 | 30.1 | 25.4 |  |  |  |  | 1
7361 | 31.8 | 27.1 |  |  |  |  | 1
7362 | 32 | 27.3 |  |  |  |  | 1
7363 | 29.4 | 24.7 |  |  |  |  | 1
7364 | 28.6 | 23.9 |  |  |  |  | 1
7365 | 26.6 | 23 |  |  |  |  | 1
7366 | 24 | 23 |  |  |  |  | 1
7367 | 26.6 | 23 |  |  |  |  | 1
7368 | 25.4 | 23 |  |  |  |  | 1
7369 | 22.4 | 23 |  |  |  |  | 1
7370 | 24.4 | 23 |  |  |  |  | 1
7371 | 20.9 | 23 |  |  |  |  | 1
7372 | 22.5 | 23 |  |  |  |  | 1
7373 | 21.3 | 23 |  |  |  |  | 1
7374 | 24 | 23 |  |  |  |  | 1
7375 | 25 | 23 |  |  |  |  | 1
7376 | 26.2 | 23 |  |  |  |  | 1
7377 | 26.6 | 23 |  |  |  |  | 1
7378 | 28.3 | 23.6 |  |  |  |  | 1
7379 | 29.4 | 24.6 |  |  |  |  | 1
7380 | 27.5 | 23 |  |  |  |  | 1
7381 | 33.2 | 27.5 |  |  |  |  | 1
7382 | 30.4 | 25.6 |  |  |  |  | 1
7383 | 33.8 | 27.5 |  |  |  |  | 1
7384 | 32.7 | 27.5 |  |  |  |  | 1
7385 | 33.3 | 27.5 |  |  |  |  | 1
7386 | 32.4 | 27.5 |  |  |  |  | 1
7387 | 30.4 | 25.7 |  |  |  |  | 1
7388 | 30.1 | 25.4 |  |  |  |  | 1
7389 | 27.2 | 23 |  |  |  |  | 1
7390 | 27.6 | 23 |  |  |  |  | 1
7391 | 25 | 23 |  |  |  |  | 1
7392 | 25.2 | 23 |  |  |  |  | 1
7393 | 23.2 | 23 |  |  |  |  | 1
7394 | 22.8 | 23 |  |  |  |  | 1
7395 | 23.9 | 23 |  |  |  |  | 1
7396 | 20.6 | 23 |  |  |  |  | 1
7397 | 20.7 | 23 |  |  |  |  | 1
7398 | 24.1 | 23 |  |  |  |  | 1
7399 | 24.7 | 23 |  |  |  |  | 1
7400 | 23.6 | 23 |  |  |  |  | 1
7401 | 23.5 | 23 |  |  |  |  | 1
7402 | 25.7 | 23 |  |  |  |  | 1
7403 | 31.2 | 26.4 |  |  |  |  | 1
7404 | 30.5 | 25.7 |  |  |  |  | 1
7405 | 30.4 | 25.6 |  |  |  |  | 1
7406 | 30.9 | 26.1 |  |  |  |  | 1
7407 | 34.3 | 27.5 |  |  |  |  | 1
7408 | 31.1 | 26.3 |  |  |  |  | 1
7409 | 32.1 | 27.3 |  |  |  |  | 1
7410 | 30.7 | 25.9 |  |  |  |  | 1
7411 | 29.2 | 24.4 |  |  |  |  | 1
7412 | 28.6 | 23.8 |  |  |  |  | 1
7413 | 27.4 | 23 |  |  |  |  | 1
7414 | 26.6 | 23 |  |  |  |  | 1
7415 | 25.3 | 23 |  |  |  |  | 1
7416 | 25.2 | 23 |  |  |  |  | 1
7417 | 22.4 | 23 |  |  |  |  | 1
7418 | 21.6 | 23 |  |  |  |  | 1
7419 | 23.8 | 23 |  |  |  |  | 1
7420 | 22.5 | 23 |  |  |  |  | 1
7421 | 20.4 | 23 |  |  |  |  | 1
7422 | 21 | 23 |  |  |  |  | 1
7423 | 21.6 | 23 |  |  |  |  | 1
7424 | 21.6 | 23 |  |  |  |  | 1
7425 | 24.2 | 23 |  |  |  |  | 1
7426 | 27.4 | 23 |  |  |  |  | 1
7427 | 29.7 | 24.8 |  |  |  |  | 1
7428 | 28.5 | 23.7 |  |  |  |  | 1
7429 | 29.5 | 24.7 |  |  |  |  | 1
7430 | 31.5 | 26.6 |  |  |  |  | 1
7431 | 34 | 27.5 |  |  |  |  | 1
7432 | 31.4 | 26.5 |  |  |  |  | 1
7433 | 32.1 | 27.3 |  |  |  |  | 1
7434 | 31.6 | 26.8 |  |  |  |  | 1
7435 | 30.3 | 25.4 |  |  |  |  | 1
7436 | 28.7 | 23.9 |  |  |  |  | 1
7437 | 28.3 | 23.5 |  |  |  |  | 1
7438 | 28.8 | 24 |  |  |  |  | 1
7439 | 24.1 | 23 |  |  |  |  | 1
7440 | 24.6 | 23 |  |  |  |  | 1
7441 | 23.8 | 23 |  |  |  |  | 1
7442 | 20.5 | 23 |  |  |  |  | 1
7443 | 21.1 | 23 |  |  |  |  | 1
7444 | 20.6 | 23 |  |  |  |  | 1
7445 | 20.6 | 23 |  |  |  |  | 1
7446 | 22.5 | 23 |  |  |  |  | 1
7447 | 23.3 | 23 |  |  |  |  | 1
7448 | 23.8 | 23 |  |  |  |  | 1
7449 | 27.6 | 23 |  |  |  |  | 1
7450 | 27.2 | 23 |  |  |  |  | 1
7451 | 28.9 | 24.1 |  |  |  |  | 1
7452 | 29.7 | 24.8 |  |  |  |  | 1
7453 | 29.5 | 24.6 |  |  |  |  | 1
7454 | 31.6 | 26.7 |  |  |  |  | 1
7455 | 32.5 | 27.5 |  |  |  |  | 1
7456 | 33 | 27.5 |  |  |  |  | 1
7457 | 31.2 | 26.3 |  |  |  |  | 1
7458 | 30.5 | 25.6 |  |  |  |  | 1
7459 | 31.5 | 26.6 |  |  |  |  | 1
7460 | 29.4 | 24.5 |  |  |  |  | 1
7461 | 28.9 | 24 |  |  |  |  | 1
7462 | 28.7 | 23.8 |  |  |  |  | 1
7463 | 25.1 | 23 |  |  |  |  | 1
7464 | 24.6 | 23 |  |  |  |  | 1
7465 | 21.9 | 23 |  |  |  |  | 1
7466 | 20.6 | 23 |  |  |  |  | 1
7467 | 22.1 | 23 |  |  |  |  | 1
7468 | 23.5 | 23 |  |  |  |  | 1
7469 | 22.2 | 23 |  |  |  |  | 1
7470 | 22.2 | 23 |  |  |  |  | 1
7471 | 22.8 | 23 |  |  |  |  | 1
7472 | 24 | 23 |  |  |  |  | 1
7473 | 26.5 | 23 |  |  |  |  | 1
7474 | 25.2 | 23 |  |  |  |  | 1
7475 | 26.6 | 23 |  |  |  |  | 1
7476 | 28.4 | 23.5 |  |  |  |  | 1
7477 | 29.9 | 25 |  |  |  |  | 1
7478 | 32.2 | 27.2 |  |  |  |  | 1
7479 | 31.5 | 26.6 |  |  |  |  | 1
7480 | 32.3 | 27.3 |  |  |  |  | 1
7481 | 28.7 | 23.7 |  |  |  |  | 1
7482 | 33 | 27.5 |  |  |  |  | 1
7483 | 32.7 | 27.5 |  |  |  |  | 1
7484 | 28.8 | 23.9 |  |  |  |  | 1
7485 | 28.1 | 23.1 |  |  |  |  | 1
7486 | 25.6 | 23 |  |  |  |  | 1
7487 | 24.9 | 23 |  |  |  |  | 1
7488 | 24.2 | 23 |  |  |  |  | 1
7489 | 23.2 | 23 |  |  |  |  | 1
7490 | 20.9 | 23 |  |  |  |  | 1
7491 | 21.3 | 23 |  |  |  |  | 1
7492 | 20.6 | 23 |  |  |  |  | 1
7493 | 21.5 | 23 |  |  |  |  | 1
7494 | 23.3 | 23 |  |  |  |  | 1
7495 | 22.5 | 23 |  |  |  |  | 1
7496 | 23.4 | 23 |  |  |  |  | 1
7497 | 24.2 | 23 |  |  |  |  | 1
7498 | 24.6 | 23 |  |  |  |  | 1
7499 | 26.5 | 23 |  |  |  |  | 1
7500 | 28.8 | 23.8 |  |  |  |  | 1
7501 | 29.6 | 24.6 |  |  |  |  | 1
7502 | 30.4 | 25.4 |  |  |  |  | 1
7503 | 31.7 | 26.7 |  |  |  |  | 1
7504 | 31.4 | 26.4 |  |  |  |  | 1
7505 | 30.9 | 25.9 |  |  |  |  | 1
7506 | 29.8 | 24.8 |  |  |  |  | 1
7507 | 31.8 | 26.9 |  |  |  |  | 1
7508 | 29.6 | 24.6 |  |  |  |  | 1
7509 | 26.5 | 23 |  |  |  |  | 1
7510 | 27.8 | 23 |  |  |  |  | 1
7511 | 25.5 | 23 |  |  |  |  | 1
7512 | 23.8 | 23 |  |  |  |  | 1
7513 | 23 | 23 |  |  |  |  | 1
7514 | 23.6 | 23 |  |  |  |  | 1
7515 | 21.3 | 23 |  |  |  |  | 1
7516 | 23.5 | 23 |  |  |  |  | 1
7517 | 22.4 | 23 |  |  |  |  | 1
7518 | 22 | 23 |  |  |  |  | 1
7519 | 21.8 | 23 |  |  |  |  | 1
7520 | 24.9 | 23 |  |  |  |  | 1
7521 | 26.8 | 23 |  |  |  |  | 1
7522 | 27.4 | 23 |  |  |  |  | 1
7523 | 28.6 | 23.6 |  |  |  |  | 1
7524 | 27.9 | 23 |  |  |  |  | 1
7525 | 31 | 26 |  |  |  |  | 1
7526 | 30.5 | 25.4 |  |  |  |  | 1
7527 | 32.5 | 27.4 |  |  |  |  | 1
7528 | 33.5 | 27.5 |  |  |  |  | 1
7529 | 32.3 | 27.2 |  |  |  |  | 1
7530 | 31.1 | 26.1 |  |  |  |  | 1
7531 | 30.8 | 25.8 |  |  |  |  | 1
7532 | 29.6 | 24.6 |  |  |  |  | 1
7533 | 27.6 | 23 |  |  |  |  | 1
7534 | 27.2 | 23 |  |  |  |  | 1
7535 | 25 | 23 |  |  |  |  | 1
7536 | 24.8 | 23 |  |  |  |  | 1
7537 | 23.1 | 23 |  |  |  |  | 1
7538 | 24.3 | 23 |  |  |  |  | 1
7539 | 21.1 | 23 |  |  |  |  | 1
7540 | 20.8 | 23 |  |  |  |  | 1
7541 | 21.5 | 23 |  |  |  |  | 1
7542 | 22.2 | 23 |  |  |  |  | 1
7543 | 24 | 23 |  |  |  |  | 1
7544 | 23.1 | 23 |  |  |  |  | 1
7545 | 26.3 | 23 |  |  |  |  | 1
7546 | 27.4 | 23 |  |  |  |  | 1
7547 | 27.5 | 23 |  |  |  |  | 1
7548 | 28.6 | 23.5 |  |  |  |  | 1
7549 | 30.2 | 25.1 |  |  |  |  | 1
7550 | 32.2 | 27.1 |  |  |  |  | 1
7551 | 32.1 | 27 |  |  |  |  | 1
7552 | 34.2 | 27.5 |  |  |  |  | 1
7553 | 31.1 | 26 |  |  |  |  | 1
7554 | 30.5 | 25.4 |  |  |  |  | 1
7555 | 31.4 | 26.3 |  |  |  |  | 1
7556 | 28.9 | 23.8 |  |  |  |  | 1
7557 | 30.3 | 25.2 |  |  |  |  | 1
7558 | 26.6 | 23 |  |  |  |  | 1
7559 | 26.6 | 23 |  |  |  |  | 1
7560 | 24.6 | 23 |  |  |  |  | 1
7561 | 22.3 | 23 |  |  |  |  | 1
7562 | 21.5 | 23 |  |  |  |  | 1
7563 | 23.4 | 23 |  |  |  |  | 1
7564 | 22.6 | 23 |  |  |  |  | 1
7565 | 23 | 23 |  |  |  |  | 1
7566 | 20.8 | 23 |  |  |  |  | 1
7567 | 23.2 | 23 |  |  |  |  | 1
7568 | 26.5 | 23 |  |  |  |  | 1
7569 | 23.1 | 23 |  |  |  |  | 1
7570 | 25.8 | 23 |  |  |  |  | 1
7571 | 29 | 23.8 |  |  |  |  | 1
7572 | 30.7 | 25.5 |  |  |  |  | 1
7573 | 30.2 | 25 |  |  |  |  | 1
7574 | 31.7 | 26.5 |  |  |  |  | 1
7575 | 33.1 | 27.5 |  |  |  |  | 1
7576 | 32.8 | 27.5 |  |  |  |  | 1
7577 | 31.6 | 26.5 |  |  |  |  | 1
7578 | 32.6 | 27.5 |  |  |  |  | 1
7579 | 31.1 | 25.9 |  |  |  |  | 1
7580 | 31.7 | 26.5 |  |  |  |  | 1
7581 | 28.5 | 23.3 |  |  |  |  | 1
7582 | 24.5 | 23 |  |  |  |  | 1
7583 | 27 | 23 |  |  |  |  | 1
7584 | 26.2 | 23 |  |  |  |  | 1
7585 | 23.4 | 23 |  |  |  |  | 1
7586 | 23.4 | 23 |  |  |  |  | 1
7587 | 21.3 | 23 |  |  |  |  | 1
7588 | 19.7 | 23 |  |  |  |  | 1
7589 | 21.1 | 23 |  |  |  |  | 1
7590 | 23.5 | 23 |  |  |  |  | 1
7591 | 22.4 | 23 |  |  |  |  | 1
7592 | 24 | 23 |  |  |  |  | 1
7593 | 24.7 | 23 |  |  |  |  | 1
7594 | 26.4 | 23 |  |  |  |  | 1
7595 | 28.2 | 23 |  |  |  |  | 1
7596 | 31.1 | 25.9 |  |  |  |  | 1
7597 | 31 | 25.8 |  |  |  |  | 1
7598 | 31.6 | 26.4 |  |  |  |  | 1
7599 | 31.4 | 26.2 |  |  |  |  | 1
7600 | 30.3 | 25.1 |  |  |  |  | 1
7601 | 31.4 | 26.3 |  |  |  |  | 1
7602 | 32 | 26.8 |  |  |  |  | 1
7603 | 29.5 | 24.3 |  |  |  |  | 1
7604 | 30.3 | 25.1 |  |  |  |  | 1
7605 | 27.6 | 23 |  |  |  |  | 1
7606 | 27.1 | 23 |  |  |  |  | 1
7607 | 26.9 | 23 |  |  |  |  | 1
7608 | 23.3 | 23 |  |  |  |  | 1
7609 | 23.4 | 23 |  |  |  |  | 1
7610 | 23.6 | 23 |  |  |  |  | 1
7611 | 22.4 | 23 |  |  |  |  | 1
7612 | 22.5 | 23 |  |  |  |  | 1
7613 | 19.8 | 23 |  |  |  |  | 1
7614 | 20.6 | 23 |  |  |  |  | 1
7615 | 25.1 | 23 |  |  |  |  | 1
7616 | 25.6 | 23 |  |  |  |  | 1
7617 | 24.2 | 23 |  |  |  |  | 1
7618 | 29.2 | 24 |  |  |  |  | 1
7619 | 29.2 | 23.9 |  |  |  |  | 1
7620 | 28.8 | 23.5 |  |  |  |  | 1
7621 | 30.3 | 25.1 |  |  |  |  | 1
7622 | 33.6 | 27.5 |  |  |  |  | 1
7623 | 31 | 25.7 |  |  |  |  | 1
7624 | 33.1 | 27.5 |  |  |  |  | 1
7625 | 29.6 | 24.4 |  |  |  |  | 1
7626 | 30.9 | 25.7 |  |  |  |  | 1
7627 | 31.1 | 25.9 |  |  |  |  | 1
7628 | 29.9 | 24.6 |  |  |  |  | 1
7629 | 28.9 | 23.7 |  |  |  |  | 1
7630 | 26.6 | 23 |  |  |  |  | 1
7631 | 25.5 | 23 |  |  |  |  | 1
7632 | 23.2 | 23 |  |  |  |  | 1
7633 | 22.9 | 23 |  |  |  |  | 1
7634 | 23.2 | 23 |  |  |  |  | 1
7635 | 22.7 | 23 |  |  |  |  | 1
7636 | 20.5 | 23 |  |  |  |  | 1
7637 | 18.7 | 23 |  |  |  |  | 1
7638 | 24.9 | 23 |  |  |  |  | 1
7639 | 21.9 | 23 |  |  |  |  | 1
7640 | 25.6 | 23 |  |  |  |  | 1
7641 | 23.1 | 23 |  |  |  |  | 1
7642 | 28.9 | 23.7 |  |  |  |  | 1
7643 | 27.4 | 23 |  |  |  |  | 1
7644 | 30.1 | 24.8 |  |  |  |  | 1
7645 | 32.1 | 26.9 |  |  |  |  | 1
7646 | 32.1 | 26.8 |  |  |  |  | 1
7647 | 31.9 | 26.6 |  |  |  |  | 1
7648 | 31.9 | 26.6 |  |  |  |  | 1
7649 | 30.7 | 25.4 |  |  |  |  | 1
7650 | 31.8 | 26.5 |  |  |  |  | 1
7651 | 29.3 | 24 |  |  |  |  | 1
7652 | 30.3 | 25 |  |  |  |  | 1
7653 | 28.4 | 23.1 |  |  |  |  | 1
7654 | 27.4 | 23 |  |  |  |  | 1
7655 | 26.5 | 23 |  |  |  |  | 1
7656 | 23.4 | 23 |  |  |  |  | 1
7657 | 21.7 | 23 |  |  |  |  | 1
7658 | 24.3 | 23 |  |  |  |  | 1
7659 | 18.3 | 23 |  |  |  |  | 1
7660 | 22.1 | 23 |  |  |  |  | 1
7661 | 23.4 | 23 |  |  |  |  | 1
7662 | 21.4 | 23 |  |  |  |  | 1
7663 | 22 | 23 |  |  |  |  | 1
7664 | 24.6 | 23 |  |  |  |  | 1
7665 | 26.5 | 23 |  |  |  |  | 1
7666 | 24.7 | 23 |  |  |  |  | 1
7667 | 28.9 | 23.6 |  |  |  |  | 1
7668 | 30.3 | 25 |  |  |  |  | 1
7669 | 30 | 24.6 |  |  |  |  | 1
7670 | 30.2 | 24.9 |  |  |  |  | 1
7671 | 33.7 | 27.5 |  |  |  |  | 1
7672 | 32 | 26.7 |  |  |  |  | 1
7673 | 30 | 24.6 |  |  |  |  | 1
7674 | 32.6 | 27.3 |  |  |  |  | 1
7675 | 28.6 | 23.2 |  |  |  |  | 1
7676 | 29.4 | 24.1 |  |  |  |  | 1
7677 | 29.9 | 24.6 |  |  |  |  | 1
7678 | 26.4 | 23 |  |  |  |  | 1
7679 | 26.2 | 23 |  |  |  |  | 1
7680 | 24.1 | 23 |  |  |  |  | 1
7681 | 22.3 | 23 |  |  |  |  | 1
7682 | 20.7 | 23 |  |  |  |  | 1
7683 | 21.7 | 23 |  |  |  |  | 1
7684 | 20.7 | 23 |  |  |  |  | 1
7685 | 20.8 | 23 |  |  |  |  | 1
7686 | 23.4 | 23 |  |  |  |  | 1
7687 | 22.4 | 23 |  |  |  |  | 1
7688 | 23.9 | 23 |  |  |  |  | 1
7689 | 25.3 | 23 |  |  |  |  | 1
7690 | 26 | 23 |  |  |  |  | 1
7691 | 29 | 23.6 |  |  |  |  | 1
7692 | 29.8 | 24.5 |  |  |  |  | 1
7693 | 29.1 | 23.7 |  |  |  |  | 1
7694 | 30.8 | 25.4 |  |  |  |  | 1
7695 | 31.9 | 26.6 |  |  |  |  | 1
7696 | 31 | 25.7 |  |  |  |  | 1
7697 | 34.8 | 27.5 |  |  |  |  | 1
7698 | 33.7 | 27.5 |  |  |  |  | 1
7699 | 30 | 24.6 |  |  |  |  | 1
7700 | 28.4 | 23.1 |  |  |  |  | 1
7701 | 26.9 | 23 |  |  |  |  | 1
7702 | 26.4 | 23 |  |  |  |  | 1
7703 | 24.6 | 23 |  |  |  |  | 1
7704 | 23.1 | 23 |  |  |  |  | 1
7705 | 20.9 | 23 |  |  |  |  | 1
7706 | 20.8 | 23 |  |  |  |  | 1
7707 | 19.4 | 23 |  |  |  |  | 1
7708 | 21.5 | 23 |  |  |  |  | 1
7709 | 23 | 23 |  |  |  |  | 1
7710 | 21.6 | 23 |  |  |  |  | 1
7711 | 23.8 | 23 |  |  |  |  | 1
7712 | 23.3 | 23 |  |  |  |  | 1
7713 | 27.4 | 23 |  |  |  |  | 1
7714 | 24.6 | 23 |  |  |  |  | 1
7715 | 29.8 | 24.4 |  |  |  |  | 1
7716 | 27.4 | 23 |  |  |  |  | 1
7717 | 27.5 | 23 |  |  |  |  | 1
7718 | 33.7 | 27.5 |  |  |  |  | 1
7719 | 33.5 | 27.5 |  |  |  |  | 1
7720 | 32.5 | 27.1 |  |  |  |  | 1
7721 | 31.7 | 26.2 |  |  |  |  | 1
7722 | 34 | 27.5 |  |  |  |  | 1
7723 | 31.5 | 26.1 |  |  |  |  | 1
7724 | 31.7 | 26.3 |  |  |  |  | 1
7725 | 27.8 | 23 |  |  |  |  | 1
7726 | 24.9 | 23 |  |  |  |  | 1
7727 | 24.5 | 23 |  |  |  |  | 1
7728 | 24 | 23 |  |  |  |  | 1
7729 | 22 | 23 |  |  |  |  | 1
7730 | 22.4 | 23 |  |  |  |  | 1
7731 | 19.7 | 23 |  |  |  |  | 1
7732 | 22.7 | 23 |  |  |  |  | 1
7733 | 21.9 | 23 |  |  |  |  | 1
7734 | 22.5 | 23 |  |  |  |  | 1
7735 | 22.2 | 23 |  |  |  |  | 1
7736 | 24.3 | 23 |  |  |  |  | 1
7737 | 23.9 | 23 |  |  |  |  | 1
7738 | 23.2 | 23 |  |  |  |  | 1
7739 | 27.9 | 23 |  |  |  |  | 1
7740 | 31.6 | 26.1 |  |  |  |  | 1
7741 | 31.6 | 26.1 |  |  |  |  | 1
7742 | 32.2 | 26.8 |  |  |  |  | 1
7743 | 32.7 | 27.2 |  |  |  |  | 1
7744 | 32.8 | 27.3 |  |  |  |  | 1
7745 | 32.9 | 27.4 |  |  |  |  | 1
7746 | 34.9 | 27.5 |  |  |  |  | 1
7747 | 29.3 | 23.8 |  |  |  |  | 1
7748 | 29.3 | 23.8 |  |  |  |  | 1
7749 | 29.3 | 23.9 |  |  |  |  | 1
7750 | 28 | 23 |  |  |  |  | 1
7751 | 24.7 | 23 |  |  |  |  | 1
7752 | 22.3 | 23 |  |  |  |  | 1
7753 | 23.3 | 23 |  |  |  |  | 1
7754 | 23.4 | 23 |  |  |  |  | 1
7755 | 23.2 | 23 |  |  |  |  | 1
7756 | 21.2 | 23 |  |  |  |  | 1
7757 | 21.8 | 23 |  |  |  |  | 1
7758 | 22 | 23 |  |  |  |  | 1
7759 | 21.1 | 23 |  |  |  |  | 1
7760 | 22.3 | 23 |  |  |  |  | 1
7761 | 24.6 | 23 |  |  |  |  | 1
7762 | 27.9 | 23 |  |  |  |  | 1
7763 | 27.8 | 23 |  |  |  |  | 1
7764 | 29.1 | 23.6 |  |  |  |  | 1
7765 | 30.7 | 25.2 |  |  |  |  | 1
7766 | 32.5 | 27 |  |  |  |  | 1
7767 | 31 | 25.5 |  |  |  |  | 1
7768 | 32.1 | 26.6 |  |  |  |  | 1
7769 | 31.5 | 26 |  |  |  |  | 1
7770 | 32.3 | 26.8 |  |  |  |  | 1
7771 | 31 | 25.5 |  |  |  |  | 1
7772 | 28.7 | 23.2 |  |  |  |  | 1
7773 | 27.5 | 23 |  |  |  |  | 1
7774 | 26.2 | 23 |  |  |  |  | 1
7775 | 24.6 | 23 |  |  |  |  | 1
7776 | 22.9 | 23 |  |  |  |  | 1
7777 | 21.5 | 23 |  |  |  |  | 1
7778 | 21.7 | 23 |  |  |  |  | 1
7779 | 21.5 | 23 |  |  |  |  | 1
7780 | 21.1 | 23 |  |  |  |  | 1
7781 | 22.2 | 23 |  |  |  |  | 1
7782 | 19.7 | 23 |  |  |  |  | 1
7783 | 20.5 | 23 |  |  |  |  | 1
7784 | 23.8 | 23 |  |  |  |  | 1
7785 | 24.1 | 23 |  |  |  |  | 1
7786 | 27 | 23 |  |  |  |  | 1
7787 | 27.5 | 23 |  |  |  |  | 1
7788 | 26.3 | 23 |  |  |  |  | 1
7789 | 29.8 | 24.2 |  |  |  |  | 1
7790 | 30.6 | 25.1 |  |  |  |  | 1
7791 | 32 | 26.5 |  |  |  |  | 1
7792 | 32 | 26.5 |  |  |  |  | 1
7793 | 32.8 | 27.2 |  |  |  |  | 1
7794 | 30.9 | 25.4 |  |  |  |  | 1
7795 | 30.8 | 25.3 |  |  |  |  | 1
7796 | 28.2 | 23 |  |  |  |  | 1
7797 | 29.1 | 23.6 |  |  |  |  | 1
7798 | 27.1 | 23 |  |  |  |  | 1
7799 | 25.9 | 23 |  |  |  |  | 1
7800 | 26.2 | 23 |  |  |  |  | 1
7801 | 24.6 | 23 |  |  |  |  | 1
7802 | 21.1 | 23 |  |  |  |  | 1
7803 | 19.9 | 23 |  |  |  |  | 1
7804 | 21.2 | 23 |  |  |  |  | 1
7805 | 21.6 | 23 |  |  |  |  | 1
7806 | 21.6 | 23 |  |  |  |  | 1
7807 | 24.5 | 23 |  |  |  |  | 1
7808 | 23.4 | 23 |  |  |  |  | 1
7809 | 24 | 23 |  |  |  |  | 1
7810 | 28.5 | 23 |  |  |  |  | 1
7811 | 27 | 23 |  |  |  |  | 1
7812 | 28.7 | 23.1 |  |  |  |  | 1
7813 | 30.6 | 25 |  |  |  |  | 1
7814 | 31 | 25.5 |  |  |  |  | 1
7815 | 31.7 | 26.1 |  |  |  |  | 1
7816 | 30.7 | 25.1 |  |  |  |  | 1
7817 | 31.4 | 25.9 |  |  |  |  | 1
7818 | 31.1 | 25.6 |  |  |  |  | 1
7819 | 30.6 | 25 |  |  |  |  | 1
7820 | 27.9 | 23 |  |  |  |  | 1
7821 | 29 | 23.4 |  |  |  |  | 1
7822 | 26.4 | 23 |  |  |  |  | 1
7823 | 25.8 | 23 |  |  |  |  | 1
7824 | 23.3 | 23 |  |  |  |  | 1
7825 | 24.1 | 23 |  |  |  |  | 1
7826 | 22.4 | 23 |  |  |  |  | 1
7827 | 22.3 | 23 |  |  |  |  | 1
7828 | 20.1 | 23 |  |  |  |  | 1
7829 | 21 | 23 |  |  |  |  | 1
7830 | 21.8 | 23 |  |  |  |  | 1
7831 | 23.6 | 23 |  |  |  |  | 1
7832 | 24.2 | 23 |  |  |  |  | 1
7833 | 23.6 | 23 |  |  |  |  | 1
7834 | 26.1 | 23 |  |  |  |  | 1
7835 | 27.3 | 23 |  |  |  |  | 1
7836 | 26.8 | 23 |  |  |  |  | 1
7837 | 30.8 | 25.2 |  |  |  |  | 1
7838 | 28.1 | 23 |  |  |  |  | 1
7839 | 31.1 | 25.4 |  |  |  |  | 1
7840 | 30.5 | 24.9 |  |  |  |  | 1
7841 | 34.6 | 27.5 |  |  |  |  | 1
7842 | 29.4 | 23.8 |  |  |  |  | 1
7843 | 30.3 | 24.6 |  |  |  |  | 1
7844 | 29.3 | 23.7 |  |  |  |  | 1
7845 | 28.2 | 23 |  |  |  |  | 1
7846 | 27.2 | 23 |  |  |  |  | 1
7847 | 22.9 | 23 |  |  |  |  | 1
7848 | 23 | 23 |  |  |  |  | 1
7849 | 22.1 | 23 |  |  |  |  | 1
7850 | 21.6 | 23 |  |  |  |  | 1
7851 | 20.9 | 23 |  |  |  |  | 1
7852 | 19.7 | 23 |  |  |  |  | 1
7853 | 22.7 | 23 |  |  |  |  | 1
7854 | 23.3 | 23 |  |  |  |  | 1
7855 | 22.8 | 23 |  |  |  |  | 1
7856 | 22.8 | 23 |  |  |  |  | 1
7857 | 23.5 | 23 |  |  |  |  | 1
7858 | 26.3 | 23 |  |  |  |  | 1
7859 | 26.7 | 23 |  |  |  |  | 1
7860 | 29.8 | 24.2 |  |  |  |  | 1
7861 | 32 | 26.3 |  |  |  |  | 1
7862 | 33.2 | 27.5 |  |  |  |  | 1
7863 | 31.3 | 25.7 |  |  |  |  | 1
7864 | 32.3 | 26.6 |  |  |  |  | 1
7865 | 31 | 25.3 |  |  |  |  | 1
7866 | 31.7 | 26.1 |  |  |  |  | 1
7867 | 31.3 | 25.7 |  |  |  |  | 1
7868 | 30.3 | 24.6 |  |  |  |  | 1
7869 | 27.2 | 23 |  |  |  |  | 1
7870 | 27.2 | 23 |  |  |  |  | 1
7871 | 26.4 | 23 |  |  |  |  | 1
7872 | 22 | 23 |  |  |  |  | 1
7873 | 21.6 | 23 |  |  |  |  | 1
7874 | 19.3 | 23 |  |  |  |  | 1
7875 | 22.1 | 23 |  |  |  |  | 1
7876 | 19.7 | 23 |  |  |  |  | 1
7877 | 20.5 | 23 |  |  |  |  | 1
7878 | 23.9 | 23 |  |  |  |  | 1
7879 | 22.7 | 23 |  |  |  |  | 1
7880 | 23 | 23 |  |  |  |  | 1
7881 | 24 | 23 |  |  |  |  | 1
7882 | 26.4 | 23 |  |  |  |  | 1
7883 | 29.3 | 23.5 |  |  |  |  | 1
7884 | 31.3 | 25.6 |  |  |  |  | 1
7885 | 29.5 | 23.8 |  |  |  |  | 1
7886 | 30.3 | 24.6 |  |  |  |  | 1
7887 | 31.4 | 25.7 |  |  |  |  | 1
7888 | 32.2 | 26.4 |  |  |  |  | 1
7889 | 31.5 | 25.8 |  |  |  |  | 1
7890 | 32.4 | 26.7 |  |  |  |  | 1
7891 | 29.1 | 23.4 |  |  |  |  | 1
7892 | 31.1 | 25.3 |  |  |  |  | 1
7893 | 27.9 | 23 |  |  |  |  | 1
7894 | 25.2 | 23 |  |  |  |  | 1
7895 | 25.7 | 23 |  |  |  |  | 1
7896 | 24.3 | 23 |  |  |  |  | 1
7897 | 24.3 | 23 |  |  |  |  | 1
7898 | 21.7 | 23 |  |  |  |  | 1
7899 | 22.9 | 23 |  |  |  |  | 1
7900 | 23.3 | 23 |  |  |  |  | 1
7901 | 20.9 | 23 |  |  |  |  | 1
7902 | 21.1 | 23 |  |  |  |  | 1
7903 | 24.8 | 23 |  |  |  |  | 1
7904 | 25.1 | 23 |  |  |  |  | 1
7905 | 27.5 | 23 |  |  |  |  | 1
7906 | 25.8 | 23 |  |  |  |  | 1
7907 | 30.1 | 24.3 |  |  |  |  | 1
7908 | 30.5 | 24.7 |  |  |  |  | 1
7909 | 28.9 | 23.2 |  |  |  |  | 1
7910 | 30.8 | 25 |  |  |  |  | 1
7911 | 33.6 | 27.5 |  |  |  |  | 1
7912 | 32.4 | 26.6 |  |  |  |  | 1
7913 | 30.9 | 25.2 |  |  |  |  | 1
7914 | 30 | 24.2 |  |  |  |  | 1
7915 | 30.4 | 24.7 |  |  |  |  | 1
7916 | 29.5 | 23.7 |  |  |  |  | 1
7917 | 27.1 | 23 |  |  |  |  | 1
7918 | 26.1 | 23 |  |  |  |  | 1
7919 | 25.3 | 23 |  |  |  |  | 1
7920 | 22.9 | 23 |  |  |  |  | 1
7921 | 23.1 | 23 |  |  |  |  | 1
7922 | 22.6 | 23 |  |  |  |  | 1
7923 | 21.5 | 23 |  |  |  |  | 1
7924 | 21.8 | 23 |  |  |  |  | 1
7925 | 20.5 | 23 |  |  |  |  | 1
7926 | 21.4 | 23 |  |  |  |  | 1
7927 | 23.5 | 23 |  |  |  |  | 1
7928 | 24.3 | 23 |  |  |  |  | 1
7929 | 25.8 | 23 |  |  |  |  | 1
7930 | 26.5 | 23 |  |  |  |  | 1
7931 | 27.6 | 23 |  |  |  |  | 1
7932 | 29.1 | 23.2 |  |  |  |  | 1
7933 | 30.6 | 24.7 |  |  |  |  | 1
7934 | 30.6 | 24.8 |  |  |  |  | 1
7935 | 30.9 | 25.1 |  |  |  |  | 1
7936 | 32 | 26.2 |  |  |  |  | 1
7937 | 29.8 | 24 |  |  |  |  | 1
7938 | 33.1 | 27.2 |  |  |  |  | 1
7939 | 30.5 | 24.7 |  |  |  |  | 1
7940 | 29.3 | 23.5 |  |  |  |  | 1
7941 | 28.5 | 23 |  |  |  |  | 1
7942 | 26.5 | 23 |  |  |  |  | 1
7943 | 25.4 | 23 |  |  |  |  | 1
7944 | 23.7 | 23 |  |  |  |  | 1
7945 | 22.8 | 23 |  |  |  |  | 1
7946 | 20.7 | 23 |  |  |  |  | 1
7947 | 20.9 | 23 |  |  |  |  | 1
7948 | 21.2 | 23 |  |  |  |  | 1
7949 | 19.6 | 23 |  |  |  |  | 1
7950 | 22.8 | 23 |  |  |  |  | 1
7951 | 25.4 | 23 |  |  |  |  | 1
7952 | 22.5 | 23 |  |  |  |  | 1
7953 | 25 | 23 |  |  |  |  | 1
7954 | 28.7 | 23 |  |  |  |  | 1
7955 | 29.9 | 24 |  |  |  |  | 1
7956 | 30.6 | 24.7 |  |  |  |  | 1
7957 | 28.4 | 23 |  |  |  |  | 1
7958 | 32.2 | 26.3 |  |  |  |  | 1
7959 | 33.2 | 27.4 |  |  |  |  | 1
7960 | 31.9 | 26 |  |  |  |  | 1
7961 | 32.1 | 26.3 |  |  |  |  | 1
7962 | 30.6 | 24.7 |  |  |  |  | 1
7963 | 31.1 | 25.3 |  |  |  |  | 1
7964 | 29.4 | 23.6 |  |  |  |  | 1
7965 | 27.4 | 23 |  |  |  |  | 1
7966 | 25.4 | 23 |  |  |  |  | 1
7967 | 24.3 | 23 |  |  |  |  | 1
7968 | 23.2 | 23 |  |  |  |  | 1
7969 | 20.7 | 23 |  |  |  |  | 1
7970 | 22.1 | 23 |  |  |  |  | 1
7971 | 20.9 | 23 |  |  |  |  | 1
7972 | 22.5 | 23 |  |  |  |  | 1
7973 | 19.1 | 23 |  |  |  |  | 1
7974 | 20.2 | 23 |  |  |  |  | 1
7975 | 21.1 | 23 |  |  |  |  | 1
7976 | 24.5 | 23 |  |  |  |  | 1
7977 | 25.1 | 23 |  |  |  |  | 1
7978 | 26.8 | 23 |  |  |  |  | 1
7979 | 28.7 | 23 |  |  |  |  | 1
7980 | 28.8 | 23 |  |  |  |  | 1
7981 | 30.7 | 24.8 |  |  |  |  | 1
7982 | 29.8 | 23.9 |  |  |  |  | 1
7983 | 32.6 | 26.7 |  |  |  |  | 1
7984 | 31.5 | 25.6 |  |  |  |  | 1
7985 | 32.3 | 26.4 |  |  |  |  | 1
7986 | 31.1 | 25.2 |  |  |  |  | 1
7987 | 32 | 26.2 |  |  |  |  | 1
7988 | 28.9 | 23 |  |  |  |  | 1
7989 | 27.8 | 23 |  |  |  |  | 1
7990 | 26.2 | 23 |  |  |  |  | 1
7991 | 24.1 | 23 |  |  |  |  | 1
7992 | 23.3 | 23 |  |  |  |  | 1
7993 | 23 | 23 |  |  |  |  | 1
7994 | 21.5 | 23 |  |  |  |  | 1
7995 | 20.6 | 23 |  |  |  |  | 1
7996 | 20.2 | 23 |  |  |  |  | 1
7997 | 22.7 | 23 |  |  |  |  | 1
7998 | 20.2 | 23 |  |  |  |  | 1
7999 | 23.1 | 23 |  |  |  |  | 1
8000 | 23.7 | 23 |  |  |  |  | 1
8001 | 23.8 | 23 |  |  |  |  | 1
8002 | 27.1 | 23 |  |  |  |  | 1
8003 | 27.9 | 23 |  |  |  |  | 1
8004 | 27.9 | 23 |  |  |  |  | 1
8005 | 32.2 | 26.3 |  |  |  |  | 1
8006 | 32.5 | 26.6 |  |  |  |  | 1
8007 | 32 | 26.1 |  |  |  |  | 1
8008 | 34.8 | 27.5 |  |  |  |  | 1
8009 | 31.5 | 25.6 |  |  |  |  | 1
8010 | 30.5 | 24.5 |  |  |  |  | 1
8011 | 28.5 | 23 |  |  |  |  | 1
8012 | 27.4 | 23 |  |  |  |  | 1
8013 | 27.9 | 23 |  |  |  |  | 1
8014 | 28.2 | 23 |  |  |  |  | 1
8015 | 26.4 | 23 |  |  |  |  | 1
8016 | 23.3 | 23 |  |  |  |  | 1
8017 | 20.8 | 23 |  |  |  |  | 1
8018 | 22.7 | 23 |  |  |  |  | 1
8019 | 20.3 | 23 |  |  |  |  | 1
8020 | 21.2 | 23 |  |  |  |  | 1
8021 | 19.2 | 23 |  |  |  |  | 1
8022 | 21.1 | 23 |  |  |  |  | 1
8023 | 23.5 | 23 |  |  |  |  | 1
8024 | 23.8 | 23 |  |  |  |  | 1
8025 | 25.1 | 23 |  |  |  |  | 1
8026 | 26.6 | 23 |  |  |  |  | 1
8027 | 28.7 | 23 |  |  |  |  | 1
8028 | 29.5 | 23.5 |  |  |  |  | 1
8029 | 29.6 | 23.7 |  |  |  |  | 1
8030 | 32.8 | 26.8 |  |  |  |  | 1
8031 | 31.8 | 25.8 |  |  |  |  | 1
8032 | 32.5 | 26.6 |  |  |  |  | 1
8033 | 31.6 | 25.6 |  |  |  |  | 1
8034 | 32.7 | 26.7 |  |  |  |  | 1
8035 | 30.8 | 24.8 |  |  |  |  | 1
8036 | 27.2 | 23 |  |  |  |  | 1
8037 | 26.5 | 23 |  |  |  |  | 1
8038 | 25.9 | 23 |  |  |  |  | 1
8039 | 25.4 | 23 |  |  |  |  | 1
8040 | 23 | 23 |  |  |  |  | 1
8041 | 21.7 | 23 |  |  |  |  | 1
8042 | 21.6 | 23 |  |  |  |  | 1
8043 | 19.3 | 23 |  |  |  |  | 1
8044 | 22.3 | 23 |  |  |  |  | 1
8045 | 22.1 | 23 |  |  |  |  | 1
8046 | 20.4 | 23 |  |  |  |  | 1
8047 | 21 | 23 |  |  |  |  | 1
8048 | 24.3 | 23 |  |  |  |  | 1
8049 | 23.5 | 23 |  |  |  |  | 1
8050 | 26.1 | 23 |  |  |  |  | 1
8051 | 26.7 | 23 |  |  |  |  | 1
8052 | 30.8 | 24.8 |  |  |  |  | 1
8053 | 30.1 | 24.1 |  |  |  |  | 1
8054 | 30.5 | 24.5 |  |  |  |  | 1
8055 | 33.2 | 27.2 |  |  |  |  | 1
8056 | 31.8 | 25.8 |  |  |  |  | 1
8057 | 32.5 | 26.5 |  |  |  |  | 1
8058 | 33.7 | 27.5 |  |  |  |  | 1
8059 | 30.6 | 24.6 |  |  |  |  | 1
8060 | 29.6 | 23.6 |  |  |  |  | 1
8061 | 29.3 | 23.3 |  |  |  |  | 1
8062 | 26.7 | 23 |  |  |  |  | 1
8063 | 24 | 23 |  |  |  |  | 1
8064 | 24.2 | 23 |  |  |  |  | 1
8065 | 21.6 | 23 |  |  |  |  | 1
8066 | 22.4 | 23 |  |  |  |  | 1
8067 | 19.2 | 23 |  |  |  |  | 1
8068 | 21.4 | 23 |  |  |  |  | 1
8069 | 22 | 23 |  |  |  |  | 1
8070 | 20.4 | 23 |  |  |  |  | 1
8071 | 23.3 | 23 |  |  |  |  | 1
8072 | 22.3 | 23 |  |  |  |  | 1
8073 | 24.7 | 23 |  |  |  |  | 1
8074 | 26.8 | 23 |  |  |  |  | 1
8075 | 29.6 | 23.6 |  |  |  |  | 1
8076 | 32.1 | 26.1 |  |  |  |  | 1
8077 | 28.9 | 23 |  |  |  |  | 1
8078 | 31.5 | 25.5 |  |  |  |  | 1
8079 | 32.2 | 26.1 |  |  |  |  | 1
8080 | 32.6 | 26.6 |  |  |  |  | 1
8081 | 30.9 | 24.9 |  |  |  |  | 1
8082 | 30.6 | 24.6 |  |  |  |  | 1
8083 | 31.5 | 25.5 |  |  |  |  | 1
8084 | 28.3 | 23 |  |  |  |  | 1
8085 | 27.3 | 23 |  |  |  |  | 1
8086 | 27.9 | 23 |  |  |  |  | 1
8087 | 25.3 | 23 |  |  |  |  | 1
8088 | 22.4 | 23 |  |  |  |  | 1
8089 | 24.6 | 23 |  |  |  |  | 1
8090 | 21.1 | 23 |  |  |  |  | 1
8091 | 20.8 | 23 |  |  |  |  | 1
8092 | 20.3 | 23 |  |  |  |  | 1
8093 | 20.7 | 23 |  |  |  |  | 1
8094 | 23.6 | 23 |  |  |  |  | 1
8095 | 22.3 | 23 |  |  |  |  | 1
8096 | 22.9 | 23 |  |  |  |  | 1
8097 | 24.5 | 23 |  |  |  |  | 1
8098 | 26.5 | 23 |  |  |  |  | 1
8099 | 28.3 | 23 |  |  |  |  | 1
8100 | 29.4 | 23.4 |  |  |  |  | 1
8101 | 31.5 | 25.4 |  |  |  |  | 1
8102 | 30.8 | 24.7 |  |  |  |  | 1
8103 | 31.6 | 25.5 |  |  |  |  | 1
8104 | 30.8 | 24.7 |  |  |  |  | 1
8105 | 32.9 | 26.9 |  |  |  |  | 1
8106 | 31.1 | 25 |  |  |  |  | 1
8107 | 29.7 | 23.6 |  |  |  |  | 1
8108 | 28.5 | 23 |  |  |  |  | 1
8109 | 28.2 | 23 |  |  |  |  | 1
8110 | 25.5 | 23 |  |  |  |  | 1
8111 | 25.4 | 23 |  |  |  |  | 1
8112 | 23.9 | 23 |  |  |  |  | 1
8113 | 22.7 | 23 |  |  |  |  | 1
8114 | 20.5 | 23 |  |  |  |  | 1
8115 | 21.5 | 23 |  |  |  |  | 1
8116 | 19 | 23 |  |  |  |  | 1
8117 | 18.8 | 23 |  |  |  |  | 1
8118 | 20.9 | 23 |  |  |  |  | 1
8119 | 23.3 | 23 |  |  |  |  | 1
8120 | 22.7 | 23 |  |  |  |  | 1
8121 | 27.2 | 23 |  |  |  |  | 1
8122 | 26 | 23 |  |  |  |  | 1
8123 | 27.4 | 23 |  |  |  |  | 1
8124 | 26.6 | 23 |  |  |  |  | 1
8125 | 32.5 | 26.4 |  |  |  |  | 1
8126 | 29.9 | 23.8 |  |  |  |  | 1
8127 | 30.9 | 24.8 |  |  |  |  | 1
8128 | 31.7 | 25.6 |  |  |  |  | 1
8129 | 34.3 | 27.5 |  |  |  |  | 1
8130 | 30.1 | 23.9 |  |  |  |  | 1
8131 | 30 | 23.9 |  |  |  |  | 1
8132 | 29.4 | 23.3 |  |  |  |  | 1
8133 | 29.2 | 23.1 |  |  |  |  | 1
8134 | 26.2 | 23 |  |  |  |  | 1
8135 | 26.6 | 23 |  |  |  |  | 1
8136 | 22.2 | 23 |  |  |  |  | 1
8137 | 22.1 | 23 |  |  |  |  | 1
8138 | 21.7 | 23 |  |  |  |  | 1
8139 | 21.1 | 23 |  |  |  |  | 1
8140 | 22.1 | 23 |  |  |  |  | 1
8141 | 19.8 | 23 |  |  |  |  | 1
8142 | 23.2 | 23 |  |  |  |  | 1
8143 | 23.4 | 23 |  |  |  |  | 1
8144 | 24.1 | 23 |  |  |  |  | 1
8145 | 24.9 | 23 |  |  |  |  | 1
8146 | 25.9 | 23 |  |  |  |  | 1
8147 | 26.3 | 23 |  |  |  |  | 1
8148 | 28.9 | 23 |  |  |  |  | 1
8149 | 29.3 | 23.2 |  |  |  |  | 1
8150 | 30 | 23.8 |  |  |  |  | 1
8151 | 30.3 | 24.1 |  |  |  |  | 1
8152 | 29 | 23 |  |  |  |  | 1
8153 | 30.7 | 24.6 |  |  |  |  | 1
8154 | 32.7 | 26.6 |  |  |  |  | 1
8155 | 30.1 | 24 |  |  |  |  | 1
8156 | 28.4 | 23 |  |  |  |  | 1
8157 | 29.5 | 23.4 |  |  |  |  | 1
8158 | 23.3 | 23 |  |  |  |  | 1
8159 | 23.5 | 23 |  |  |  |  | 1
8160 | 23.1 | 23 |  |  |  |  | 1
8161 | 23.7 | 23 |  |  |  |  | 1
8162 | 22.2 | 23 |  |  |  |  | 1
8163 | 21.9 | 23 |  |  |  |  | 1
8164 | 19.6 | 23 |  |  |  |  | 1
8165 | 21.1 | 23 |  |  |  |  | 1
8166 | 20.4 | 23 |  |  |  |  | 1
8167 | 24.2 | 23 |  |  |  |  | 1
8168 | 24.2 | 23 |  |  |  |  | 1
8169 | 25.3 | 23 |  |  |  |  | 1
8170 | 26.9 | 23 |  |  |  |  | 1
8171 | 26.5 | 23 |  |  |  |  | 1
8172 | 28.9 | 23 |  |  |  |  | 1
8173 | 29.8 | 23.7 |  |  |  |  | 1
8174 | 31.9 | 25.8 |  |  |  |  | 1
8175 | 31.8 | 25.6 |  |  |  |  | 1
8176 | 30.9 | 24.7 |  |  |  |  | 1
8177 | 31.3 | 25.1 |  |  |  |  | 1
8178 | 30.5 | 24.3 |  |  |  |  | 1
8179 | 32 | 25.8 |  |  |  |  | 1
8180 | 28.7 | 23 |  |  |  |  | 1
8181 | 27 | 23 |  |  |  |  | 1
8182 | 26.7 | 23 |  |  |  |  | 1
8183 | 25.6 | 23 |  |  |  |  | 1
8184 | 25.9 | 23 |  |  |  |  | 1
8185 | 20.8 | 23 |  |  |  |  | 1
8186 | 21.1 | 23 |  |  |  |  | 1
8187 | 20.3 | 23 |  |  |  |  | 1
8188 | 22.1 | 23 |  |  |  |  | 1
8189 | 19.9 | 23 |  |  |  |  | 1
8190 | 21.4 | 23 |  |  |  |  | 1
8191 | 22.3 | 23 |  |  |  |  | 1
8192 | 23.5 | 23 |  |  |  |  | 1
8193 | 25.5 | 23 |  |  |  |  | 1
8194 | 26.1 | 23 |  |  |  |  | 1
8195 | 29.4 | 23.1 |  |  |  |  | 1
8196 | 30.3 | 24 |  |  |  |  | 1
8197 | 29.9 | 23.7 |  |  |  |  | 1
8198 | 30.8 | 24.6 |  |  |  |  | 1
8199 | 32.3 | 26.1 |  |  |  |  | 1
8200 | 32 | 25.7 |  |  |  |  | 1
8201 | 31.9 | 25.7 |  |  |  |  | 1
8202 | 27.5 | 23 |  |  |  |  | 1
8203 | 31.7 | 25.5 |  |  |  |  | 1
8204 | 31 | 24.8 |  |  |  |  | 1
8205 | 26.6 | 23 |  |  |  |  | 1
8206 | 25.2 | 23 |  |  |  |  | 1
8207 | 22.7 | 23 |  |  |  |  | 1
8208 | 24.6 | 23 |  |  |  |  | 1
8209 | 22 | 23 |  |  |  |  | 1
8210 | 19.6 | 23 |  |  |  |  | 1
8211 | 21.4 | 23 |  |  |  |  | 1
8212 | 21.4 | 23 |  |  |  |  | 1
8213 | 22.6 | 23 |  |  |  |  | 1
8214 | 23.3 | 23 |  |  |  |  | 1
8215 | 23.2 | 23 |  |  |  |  | 1
8216 | 21.7 | 23 |  |  |  |  | 1
8217 | 24.8 | 23 |  |  |  |  | 1
8218 | 27.6 | 23 |  |  |  |  | 1
8219 | 26.9 | 23 |  |  |  |  | 1
8220 | 28.3 | 23 |  |  |  |  | 1
8221 | 31.8 | 25.5 |  |  |  |  | 1
8222 | 31.5 | 25.3 |  |  |  |  | 1
8223 | 29 | 23 |  |  |  |  | 1
8224 | 32.2 | 25.9 |  |  |  |  | 1
8225 | 32.8 | 26.6 |  |  |  |  | 1
8226 | 30.5 | 24.2 |  |  |  |  | 1
8227 | 30.2 | 23.9 |  |  |  |  | 1
8228 | 27.5 | 23 |  |  |  |  | 1
8229 | 27.8 | 23 |  |  |  |  | 1
8230 | 25 | 23 |  |  |  |  | 1
8231 | 24.5 | 23 |  |  |  |  | 1
8232 | 23.2 | 23 |  |  |  |  | 1
8233 | 23.7 | 23 |  |  |  |  | 1
8234 | 20.4 | 23 |  |  |  |  | 1
8235 | 20.9 | 23 |  |  |  |  | 1
8236 | 21.8 | 23 |  |  |  |  | 1
8237 | 20.9 | 23 |  |  |  |  | 1
8238 | 22.3 | 23 |  |  |  |  | 1
8239 | 22 | 23 |  |  |  |  | 1
8240 | 23.1 | 23 |  |  |  |  | 1
8241 | 25.5 | 23 |  |  |  |  | 1
8242 | 27.1 | 23 |  |  |  |  | 1
8243 | 27.2 | 23 |  |  |  |  | 1
8244 | 27.5 | 23 |  |  |  |  | 1
8245 | 29.1 | 23 |  |  |  |  | 1
8246 | 31.7 | 25.4 |  |  |  |  | 1
8247 | 32.3 | 26 |  |  |  |  | 1
8248 | 31.7 | 25.4 |  |  |  |  | 1
8249 | 31 | 24.8 |  |  |  |  | 1
8250 | 31.5 | 25.2 |  |  |  |  | 1
8251 | 30.4 | 24.1 |  |  |  |  | 1
8252 | 29 | 23 |  |  |  |  | 1
8253 | 27.7 | 23 |  |  |  |  | 1
8254 | 26 | 23 |  |  |  |  | 1
8255 | 24.7 | 23 |  |  |  |  | 1
8256 | 24.4 | 23 |  |  |  |  | 1
8257 | 20.1 | 23 |  |  |  |  | 1
8258 | 23.3 | 23 |  |  |  |  | 1
8259 | 19.2 | 23 |  |  |  |  | 1
8260 | 20.9 | 23 |  |  |  |  | 1
8261 | 19.7 | 23 |  |  |  |  | 1
8262 | 21 | 23 |  |  |  |  | 1
8263 | 22.2 | 23 |  |  |  |  | 1
8264 | 22.2 | 23 |  |  |  |  | 1
8265 | 24.5 | 23 |  |  |  |  | 1
8266 | 24 | 23 |  |  |  |  | 1
8267 | 28.6 | 23 |  |  |  |  | 1
8268 | 30 | 23.7 |  |  |  |  | 1
8269 | 30.3 | 23.9 |  |  |  |  | 1
8270 | 32.4 | 26.1 |  |  |  |  | 1
8271 | 30.7 | 24.3 |  |  |  |  | 1
8272 | 32 | 25.6 |  |  |  |  | 1
8273 | 31.7 | 25.4 |  |  |  |  | 1
8274 | 32.1 | 25.7 |  |  |  |  | 1
8275 | 28.9 | 23 |  |  |  |  | 1
8276 | 28.3 | 23 |  |  |  |  | 1
8277 | 28.2 | 23 |  |  |  |  | 1
8278 | 28.9 | 23 |  |  |  |  | 1
8279 | 26.9 | 23 |  |  |  |  | 1
8280 | 25.9 | 23 |  |  |  |  | 1
8281 | 24.9 | 23 |  |  |  |  | 1
8282 | 22.9 | 23 |  |  |  |  | 1
8283 | 21.2 | 23 |  |  |  |  | 1
8284 | 20.3 | 23 |  |  |  |  | 1
8285 | 23 | 23 |  |  |  |  | 1
8286 | 21.8 | 23 |  |  |  |  | 1
8287 | 23.1 | 23 |  |  |  |  | 1
8288 | 23.4 | 23 |  |  |  |  | 1
8289 | 24.3 | 23 |  |  |  |  | 1
8290 | 25.8 | 23 |  |  |  |  | 1
8291 | 28.2 | 23 |  |  |  |  | 1
8292 | 29.6 | 23.2 |  |  |  |  | 1
8293 | 28.7 | 23 |  |  |  |  | 1
8294 | 30.7 | 24.3 |  |  |  |  | 1
8295 | 33.3 | 26.9 |  |  |  |  | 1
8296 | 32 | 25.6 |  |  |  |  | 1
8297 | 30.3 | 23.9 |  |  |  |  | 1
8298 | 30.3 | 24 |  |  |  |  | 1
8299 | 29.3 | 23 |  |  |  |  | 1
8300 | 30.9 | 24.5 |  |  |  |  | 1
8301 | 26.8 | 23 |  |  |  |  | 1
8302 | 24.5 | 23 |  |  |  |  | 1
8303 | 25.6 | 23 |  |  |  |  | 1
8304 | 23.7 | 23 |  |  |  |  | 1
8305 | 23.6 | 23 |  |  |  |  | 1
8306 | 22.7 | 23 |  |  |  |  | 1
8307 | 20.1 | 23 |  |  |  |  | 1
8308 | 20.2 | 23 |  |  |  |  | 1
8309 | 20.5 | 23 |  |  |  |  | 1
8310 | 23 | 23 |  |  |  |  | 1
8311 | 22.9 | 23 |  |  |  |  | 1
8312 | 23.2 | 23 |  |  |  |  | 1
8313 | 25.7 | 23 |  |  |  |  | 1
8314 | 26.3 | 23 |  |  |  |  | 1
8315 | 27.3 | 23 |  |  |  |  | 1
8316 | 30.5 | 24.1 |  |  |  |  | 1
8317 | 31.2 | 24.8 |  |  |  |  | 1
8318 | 33.2 | 26.8 |  |  |  |  | 1
8319 | 29.8 | 23.4 |  |  |  |  | 1
8320 | 30 | 23.6 |  |  |  |  | 1
8321 | 31.3 | 24.9 |  |  |  |  | 1
8322 | 33.1 | 26.7 |  |  |  |  | 1
8323 | 31.5 | 25.1 |  |  |  |  | 1
8324 | 27.2 | 23 |  |  |  |  | 1
8325 | 29.3 | 23 |  |  |  |  | 1
8326 | 26.7 | 23 |  |  |  |  | 1
8327 | 23.9 | 23 |  |  |  |  | 1
8328 | 23.1 | 23 |  |  |  |  | 1
8329 | 20.5 | 23 |  |  |  |  | 1
8330 | 20.3 | 23 |  |  |  |  | 1
8331 | 22.7 | 23 |  |  |  |  | 1
8332 | 20.6 | 23 |  |  |  |  | 1
8333 | 21.7 | 23 |  |  |  |  | 1
8334 | 23 | 23 |  |  |  |  | 1
8335 | 21.9 | 23 |  |  |  |  | 1
8336 | 26 | 23 |  |  |  |  | 1
8337 | 25.2 | 23 |  |  |  |  | 1
8338 | 26.2 | 23 |  |  |  |  | 1
8339 | 27.3 | 23 |  |  |  |  | 1
8340 | 29.5 | 23.1 |  |  |  |  | 1
8341 | 32.3 | 25.9 |  |  |  |  | 1
8342 | 31.3 | 24.9 |  |  |  |  | 1
8343 | 31.4 | 25 |  |  |  |  | 1
8344 | 29.9 | 23.5 |  |  |  |  | 1
8345 | 33.5 | 27.1 |  |  |  |  | 1
8346 | 32 | 25.6 |  |  |  |  | 1
8347 | 29.9 | 23.5 |  |  |  |  | 1
8348 | 30.1 | 23.7 |  |  |  |  | 1
8349 | 29.2 | 23 |  |  |  |  | 1
8350 | 27.7 | 23 |  |  |  |  | 1
8351 | 23.8 | 23 |  |  |  |  | 1
8352 | 24.7 | 23 |  |  |  |  | 1
8353 | 23.2 | 23 |  |  |  |  | 1
8354 | 21.2 | 23 |  |  |  |  | 1
8355 | 23.2 | 23 |  |  |  |  | 1
8356 | 18.8 | 23 |  |  |  |  | 1
8357 | 20.9 | 23 |  |  |  |  | 1
8358 | 21 | 23 |  |  |  |  | 1
8359 | 22.1 | 23 |  |  |  |  | 1
8360 | 22 | 23 |  |  |  |  | 1
8361 | 24.6 | 23 |  |  |  |  | 1
8362 | 28.1 | 23 |  |  |  |  | 1
8363 | 27.4 | 23 |  |  |  |  | 1
8364 | 29 | 23 |  |  |  |  | 1
8365 | 32.1 | 25.6 |  |  |  |  | 1
8366 | 29 | 23 |  |  |  |  | 1
8367 | 29.7 | 23.3 |  |  |  |  | 1
8368 | 29.5 | 23 |  |  |  |  | 1
8369 | 30.9 | 24.5 |  |  |  |  | 1
8370 | 30.2 | 23.8 |  |  |  |  | 1
8371 | 29.9 | 23.4 |  |  |  |  | 1
8372 | 29.3 | 23 |  |  |  |  | 1
8373 | 25.8 | 23 |  |  |  |  | 1
8374 | 27.1 | 23 |  |  |  |  | 1
8375 | 24.2 | 23 |  |  |  |  | 1
8376 | 27.2 | 23 |  |  |  |  | 1
8377 | 23.7 | 23 |  |  |  |  | 1
8378 | 24 | 23 |  |  |  |  | 1
8379 | 21.8 | 23 |  |  |  |  | 1
8380 | 20 | 23 |  |  |  |  | 1
8381 | 22.3 | 23 |  |  |  |  | 1
8382 | 22.3 | 23 |  |  |  |  | 1
8383 | 22.7 | 23 |  |  |  |  | 1
8384 | 23.8 | 23 |  |  |  |  | 1
8385 | 23 | 23 |  |  |  |  | 1
8386 | 27.7 | 23 |  |  |  |  | 1
8387 | 28.9 | 23 |  |  |  |  | 1
8388 | 29.9 | 23.4 |  |  |  |  | 1
8389 | 30 | 23.5 |  |  |  |  | 1
8390 | 28.4 | 23 |  |  |  |  | 1
8391 | 30.5 | 24 |  |  |  |  | 1
8392 | 32.2 | 25.7 |  |  |  |  | 1
8393 | 32.1 | 25.6 |  |  |  |  | 1
8394 | 30.7 | 24.3 |  |  |  |  | 1
8395 | 30.7 | 24.2 |  |  |  |  | 1
8396 | 29.1 | 23 |  |  |  |  | 1
8397 | 28.1 | 23 |  |  |  |  | 1
8398 | 25.7 | 23 |  |  |  |  | 1
8399 | 25.9 | 23 |  |  |  |  | 1
8400 | 25.4 | 23 |  |  |  |  | 1
8401 | 22.4 | 23 |  |  |  |  | 1
8402 | 21.9 | 23 |  |  |  |  | 1
8403 | 20.2 | 23 |  |  |  |  | 1
8404 | 19.6 | 23 |  |  |  |  | 1
8405 | 22.2 | 23 |  |  |  |  | 1
8406 | 24.2 | 23 |  |  |  |  | 1
8407 | 20.2 | 23 |  |  |  |  | 1
8408 | 23.3 | 23 |  |  |  |  | 1
8409 | 26.3 | 23 |  |  |  |  | 1
8410 | 23.3 | 23 |  |  |  |  | 1
8411 | 27.9 | 23 |  |  |  |  | 1
8412 | 26.9 | 23 |  |  |  |  | 1
8413 | 29.1 | 23 |  |  |  |  | 1
8414 | 30.4 | 23.9 |  |  |  |  | 1
8415 | 28.9 | 23 |  |  |  |  | 1
8416 | 30.4 | 23.9 |  |  |  |  | 1
8417 | 30.5 | 24 |  |  |  |  | 1
8418 | 31.1 | 24.6 |  |  |  |  | 1
8419 | 30.6 | 24.1 |  |  |  |  | 1
8420 | 28.6 | 23 |  |  |  |  | 1
8421 | 27.1 | 23 |  |  |  |  | 1
8422 | 25.3 | 23 |  |  |  |  | 1
8423 | 24.1 | 23 |  |  |  |  | 1
8424 | 22.9 | 23 |  |  |  |  | 1
8425 | 22.3 | 23 |  |  |  |  | 1
8426 | 21 | 23 |  |  |  |  | 1
8427 | 21.9 | 23 |  |  |  |  | 1
8428 | 19.7 | 23 |  |  |  |  | 1
8429 | 20.2 | 23 |  |  |  |  | 1
8430 | 23.9 | 23 |  |  |  |  | 1
8431 | 21.8 | 23 |  |  |  |  | 1
8432 | 24.3 | 23 |  |  |  |  | 1
8433 | 25.2 | 23 |  |  |  |  | 1
8434 | 25.7 | 23 |  |  |  |  | 1
8435 | 30 | 23.5 |  |  |  |  | 1
8436 | 27.9 | 23 |  |  |  |  | 1
8437 | 31.3 | 24.8 |  |  |  |  | 1
8438 | 33.6 | 27.1 |  |  |  |  | 1
8439 | 30.8 | 24.2 |  |  |  |  | 1
8440 | 32.7 | 26.2 |  |  |  |  | 1
8441 | 31.7 | 25.1 |  |  |  |  | 1
8442 | 31.1 | 24.6 |  |  |  |  | 1
8443 | 30.3 | 23.7 |  |  |  |  | 1
8444 | 28.8 | 23 |  |  |  |  | 1
8445 | 26.3 | 23 |  |  |  |  | 1
8446 | 23.5 | 23 |  |  |  |  | 1
8447 | 25 | 23 |  |  |  |  | 1
8448 | 24.4 | 23 |  |  |  |  | 1
8449 | 21.7 | 23 |  |  |  |  | 1
8450 | 19.2 | 23 |  |  |  |  | 1
8451 | 20.4 | 23 |  |  |  |  | 1
8452 | 21.7 | 23 |  |  |  |  | 1
8453 | 20.8 | 23 |  |  |  |  | 1
8454 | 18.9 | 23 |  |  |  |  | 1
8455 | 23.3 | 23 |  |  |  |  | 1
8456 | 23.4 | 23 |  |  |  |  | 1
8457 | 24.7 | 23 |  |  |  |  | 1
8458 | 27.5 | 23 |  |  |  |  | 1
8459 | 28.3 | 23 |  |  |  |  | 1
8460 | 29.9 | 23.3 |  |  |  |  | 1
8461 | 28.8 | 23 |  |  |  |  | 1
8462 | 31.7 | 25.1 |  |  |  |  | 1
8463 | 33.4 | 26.8 |  |  |  |  | 1
8464 | 31.1 | 24.5 |  |  |  |  | 1
8465 | 32.1 | 25.5 |  |  |  |  | 1
8466 | 30.1 | 23.5 |  |  |  |  | 1
8467 | 31.5 | 25 |  |  |  |  | 1
8468 | 30.5 | 24 |  |  |  |  | 1
8469 | 27.2 | 23 |  |  |  |  | 1
8470 | 26.9 | 23 |  |  |  |  | 1
8471 | 23.6 | 23 |  |  |  |  | 1
8472 | 24.7 | 23 |  |  |  |  | 1
8473 | 21.4 | 23 |  |  |  |  | 1
8474 | 21 | 23 |  |  |  |  | 1
8475 | 18.4 | 23 |  |  |  |  | 1
8476 | 21 | 23 |  |  |  |  | 1
8477 | 19.3 | 23 |  |  |  |  | 1
8478 | 20.8 | 23 |  |  |  |  | 1
8479 | 21.3 | 23 |  |  |  |  | 1
8480 | 22.9 | 23 |  |  |  |  | 1
8481 | 26.4 | 23 |  |  |  |  | 1
8482 | 26.6 | 23 |  |  |  |  | 1
8483 | 28.1 | 23 |  |  |  |  | 1
8484 | 27.6 | 23 |  |  |  |  | 1
8485 | 29.9 | 23.3 |  |  |  |  | 1
8486 | 32.9 | 26.3 |  |  |  |  | 1
8487 | 31.7 | 25.1 |  |  |  |  | 1
8488 | 29.8 | 23.2 |  |  |  |  | 1
8489 | 31.6 | 25 |  |  |  |  | 1
8490 | 33 | 26.4 |  |  |  |  | 1
8491 | 29.4 | 23 |  |  |  |  | 1
8492 | 29.3 | 23 |  |  |  |  | 1
8493 | 27.8 | 23 |  |  |  |  | 1
8494 | 29.4 | 23 |  |  |  |  | 1
8495 | 24.5 | 23 |  |  |  |  | 1
8496 | 22.6 | 23 |  |  |  |  | 1
8497 | 19.9 | 23 |  |  |  |  | 1
8498 | 21.7 | 23 |  |  |  |  | 1
8499 | 21.2 | 23 |  |  |  |  | 1
8500 | 21.9 | 23 |  |  |  |  | 1
8501 | 18.8 | 23 |  |  |  |  | 1
8502 | 22.4 | 23 |  |  |  |  | 1
8503 | 23.2 | 23 |  |  |  |  | 1
8504 | 22.8 | 23 |  |  |  |  | 1
8505 | 24.4 | 23 |  |  |  |  | 1
8506 | 26.2 | 23 |  |  |  |  | 1
8507 | 27.9 | 23 |  |  |  |  | 1
8508 | 30.2 | 23.6 |  |  |  |  | 1
8509 | 30.1 | 23.5 |  |  |  |  | 1
8510 | 30.2 | 23.6 |  |  |  |  | 1
8511 | 32.2 | 25.6 |  |  |  |  | 1
8512 | 32.7 | 26.1 |  |  |  |  | 1
8513 | 29.1 | 23 |  |  |  |  | 1
8514 | 30.1 | 23.5 |  |  |  |  | 1
8515 | 31 | 24.4 |  |  |  |  | 1
8516 | 29.4 | 23 |  |  |  |  | 1
8517 | 26.6 | 23 |  |  |  |  | 1
8518 | 27.2 | 23 |  |  |  |  | 1
8519 | 25.4 | 23 |  |  |  |  | 1
8520 | 24 | 23 |  |  |  |  | 1
8521 | 22.8 | 23 |  |  |  |  | 1
8522 | 20.3 | 23 |  |  |  |  | 1
8523 | 19.8 | 23 |  |  |  |  | 1
8524 | 20.3 | 23 |  |  |  |  | 1
8525 | 20 | 23 |  |  |  |  | 1
8526 | 20.6 | 23 |  |  |  |  | 1
8527 | 22.7 | 23 |  |  |  |  | 1
8528 | 25.9 | 23 |  |  |  |  | 1
8529 | 23.5 | 23 |  |  |  |  | 1
8530 | 26.4 | 23 |  |  |  |  | 1
8531 | 26 | 23 |  |  |  |  | 1
8532 | 29.6 | 23 |  |  |  |  | 1
8533 | 29.5 | 23 |  |  |  |  | 1
8534 | 30.4 | 23.8 |  |  |  |  | 1
8535 | 29.6 | 23 |  |  |  |  | 1
8536 | 31.4 | 24.8 |  |  |  |  | 1
8537 | 30.1 | 23.4 |  |  |  |  | 1
8538 | 31.5 | 24.9 |  |  |  |  | 1
8539 | 31.9 | 25.2 |  |  |  |  | 1
8540 | 29.1 | 23 |  |  |  |  | 1
8541 | 27.5 | 23 |  |  |  |  | 1
8542 | 24 | 23 |  |  |  |  | 1
8543 | 24.9 | 23 |  |  |  |  | 1
8544 | 24.5 | 23 |  |  |  |  | 1
8545 | 24.1 | 23 |  |  |  |  | 1
8546 | 19 | 23 |  |  |  |  | 1
8547 | 19.3 | 23 |  |  |  |  | 1
8548 | 20.5 | 23 |  |  |  |  | 1
8549 | 23.5 | 23 |  |  |  |  | 1
8550 | 20.5 | 23 |  |  |  |  | 1
8551 | 21.2 | 23 |  |  |  |  | 1
8552 | 22.6 | 23 |  |  |  |  | 1
8553 | 23.9 | 23 |  |  |  |  | 1
8554 | 25.8 | 23 |  |  |  |  | 1
8555 | 27.7 | 23 |  |  |  |  | 1
8556 | 28.9 | 23 |  |  |  |  | 1
8557 | 31.8 | 25.1 |  |  |  |  | 1
8558 | 31.3 | 24.7 |  |  |  |  | 1
8559 | 29.2 | 23 |  |  |  |  | 1
8560 | 34.5 | 27.5 |  |  |  |  | 1
8561 | 31.9 | 25.3 |  |  |  |  | 1
8562 | 30.9 | 24.2 |  |  |  |  | 1
8563 | 31.6 | 25 |  |  |  |  | 1
8564 | 27.8 | 23 |  |  |  |  | 1
8565 | 27.6 | 23 |  |  |  |  | 1
8566 | 26.5 | 23 |  |  |  |  | 1
8567 | 24.4 | 23 |  |  |  |  | 1
8568 | 22.2 | 23 |  |  |  |  | 1
8569 | 22.3 | 23 |  |  |  |  | 1
8570 | 23.5 | 23 |  |  |  |  | 1
8571 | 21.4 | 23 |  |  |  |  | 1
8572 | 20.3 | 23 |  |  |  |  | 1
8573 | 22.9 | 23 |  |  |  |  | 1
8574 | 19.9 | 23 |  |  |  |  | 1
8575 | 20.9 | 23 |  |  |  |  | 1
8576 | 22.6 | 23 |  |  |  |  | 1
8577 | 27 | 23 |  |  |  |  | 1
8578 | 26.8 | 23 |  |  |  |  | 1
8579 | 27.3 | 23 |  |  |  |  | 1
8580 | 30.6 | 23.9 |  |  |  |  | 1
8581 | 30.4 | 23.8 |  |  |  |  | 1
8582 | 30.1 | 23.4 |  |  |  |  | 1
8583 | 30 | 23.3 |  |  |  |  | 1
8584 | 33.6 | 26.9 |  |  |  |  | 1
8585 | 32.7 | 26 |  |  |  |  | 1
8586 | 33 | 26.3 |  |  |  |  | 1
8587 | 29.5 | 23 |  |  |  |  | 1
8588 | 29.1 | 23 |  |  |  |  | 1
8589 | 28.2 | 23 |  |  |  |  | 1
8590 | 24.5 | 23 |  |  |  |  | 1
8591 | 26.3 | 23 |  |  |  |  | 1
8592 | 21.9 | 23 |  |  |  |  | 1
8593 | 23.1 | 23 |  |  |  |  | 1
8594 | 22.1 | 23 |  |  |  |  | 1
8595 | 21.1 | 23 |  |  |  |  | 1
8596 | 21.9 | 23 |  |  |  |  | 1
8597 | 19.6 | 23 |  |  |  |  | 1
8598 | 20.7 | 23 |  |  |  |  | 1
8599 | 21.7 | 23 |  |  |  |  | 1
8600 | 22.7 | 23 |  |  |  |  | 1
8601 | 24.4 | 23 |  |  |  |  | 1
8602 | 26.9 | 23 |  |  |  |  | 1
8603 | 28.5 | 23 |  |  |  |  | 1
8604 | 30.7 | 24 |  |  |  |  | 1
8605 | 28.3 | 23 |  |  |  |  | 1
8606 | 30.8 | 24.1 |  |  |  |  | 1
8607 | 30 | 23.3 |  |  |  |  | 1
8608 | 31.4 | 24.7 |  |  |  |  | 1
8609 | 30.2 | 23.5 |  |  |  |  | 1
8610 | 29.8 | 23.1 |  |  |  |  | 1
8611 | 32.1 | 25.4 |  |  |  |  | 1
8612 | 29.9 | 23.2 |  |  |  |  | 1
8613 | 27.9 | 23 |  |  |  |  | 1
8614 | 27.4 | 23 |  |  |  |  | 1
8615 | 23.3 | 23 |  |  |  |  | 1
8616 | 21.8 | 23 |  |  |  |  | 1
8617 | 21.4 | 23 |  |  |  |  | 1
8618 | 20.3 | 23 |  |  |  |  | 1
8619 | 21.4 | 23 |  |  |  |  | 1
8620 | 21.7 | 23 |  |  |  |  | 1
8621 | 20.9 | 23 |  |  |  |  | 1
8622 | 19.6 | 23 |  |  |  |  | 1
8623 | 21.5 | 23 |  |  |  |  | 1
8624 | 26.1 | 23 |  |  |  |  | 1
8625 | 26.4 | 23 |  |  |  |  | 1
8626 | 27.9 | 23 |  |  |  |  | 1
8627 | 27.9 | 23 |  |  |  |  | 1
8628 | 29.4 | 23 |  |  |  |  | 1
8629 | 31.1 | 24.3 |  |  |  |  | 1
8630 | 31.7 | 25 |  |  |  |  | 1
8631 | 32.1 | 25.3 |  |  |  |  | 1
8632 | 30 | 23.2 |  |  |  |  | 1
8633 | 31 | 24.2 |  |  |  |  | 1
8634 | 31.6 | 24.9 |  |  |  |  | 1
8635 | 27.2 | 23 |  |  |  |  | 1
8636 | 28.9 | 23 |  |  |  |  | 1
8637 | 28.6 | 23 |  |  |  |  | 1
8638 | 26 | 23 |  |  |  |  | 1
8639 | 26.6 | 23 |  |  |  |  | 1
8640 | 22.7 | 23 |  |  |  |  | 1
8641 | 25.2 | 23 |  |  |  |  | 1
8642 | 20.7 | 23 |  |  |  |  | 1
8643 | 20.8 | 23 |  |  |  |  | 1
8644 | 19.8 | 23 |  |  |  |  | 1
8645 | 23 | 23 |  |  |  |  | 1
8646 | 19.9 | 23 |  |  |  |  | 1
8647 | 22.9 | 23 |  |  |  |  | 1
8648 | 20.4 | 23 |  |  |  |  | 1
8649 | 25.9 | 23 |  |  |  |  | 1
8650 | 29 | 23 |  |  |  |  | 1
8651 | 26.5 | 23 |  |  |  |  | 1
8652 | 28.7 | 23 |  |  |  |  | 1
8653 | 30.1 | 23.3 |  |  |  |  | 1
8654 | 29.3 | 23 |  |  |  |  | 1
8655 | 33.3 | 26.5 |  |  |  |  | 1
8656 | 31.3 | 24.5 |  |  |  |  | 1
8657 | 29.8 | 23 |  |  |  |  | 1
8658 | 31 | 24.2 |  |  |  |  | 1
8659 | 28.4 | 23 |  |  |  |  | 1
8660 | 29.1 | 23 |  |  |  |  | 1
8661 | 26.8 | 23 |  |  |  |  | 1
8662 | 26.6 | 23 |  |  |  |  | 1
8663 | 25.5 | 23 |  |  |  |  | 1
8664 | 22.9 | 23 |  |  |  |  | 1
8665 | 22.4 | 23 |  |  |  |  | 1
8666 | 21.6 | 23 |  |  |  |  | 1
8667 | 20.4 | 23 |  |  |  |  | 1
8668 | 19.2 | 23 |  |  |  |  | 1
8669 | 20 | 23 |  |  |  |  | 1
8670 | 22.8 | 23 |  |  |  |  | 1
8671 | 23.2 | 23 |  |  |  |  | 1
8672 | 25.8 | 23 |  |  |  |  | 1
8673 | 26.5 | 23 |  |  |  |  | 1
8674 | 26.7 | 23 |  |  |  |  | 1
8675 | 26.3 | 23 |  |  |  |  | 1
8676 | 28.2 | 23 |  |  |  |  | 1
8677 | 29.4 | 23 |  |  |  |  | 1
8678 | 30.7 | 24 |  |  |  |  | 1
8679 | 30.3 | 23.5 |  |  |  |  | 1
8680 | 33.3 | 26.6 |  |  |  |  | 1
8681 | 32.9 | 26.1 |  |  |  |  | 1
8682 | 29.5 | 23 |  |  |  |  | 1
8683 | 30 | 23.2 |  |  |  |  | 1
8684 | 28.1 | 23 |  |  |  |  | 1
8685 | 27.7 | 23 |  |  |  |  | 1
8686 | 28.1 | 23 |  |  |  |  | 1
8687 | 23.7 | 23 |  |  |  |  | 1
8688 | 23.4 | 23 |  |  |  |  | 1
8689 | 22.9 | 23 |  |  |  |  | 1
8690 | 22.3 | 23 |  |  |  |  | 1
8691 | 21.7 | 23 |  |  |  |  | 1
8692 | 18.9 | 23 |  |  |  |  | 1
8693 | 22.9 | 23 |  |  |  |  | 1
8694 | 20.8 | 23 |  |  |  |  | 1
8695 | 21.6 | 23 |  |  |  |  | 1
8696 | 22.9 | 23 |  |  |  |  | 1
8697 | 23.2 | 23 |  |  |  |  | 1
8698 | 25 | 23 |  |  |  |  | 1
8699 | 25.9 | 23 |  |  |  |  | 1
8700 | 28.7 | 23 |  |  |  |  | 1
8701 | 30.7 | 23.9 |  |  |  |  | 1
8702 | 29.4 | 23 |  |  |  |  | 1
8703 | 31.1 | 24.3 |  |  |  |  | 1
8704 | 31.8 | 25 |  |  |  |  | 1
8705 | 33.1 | 26.4 |  |  |  |  | 1
8706 | 32.8 | 26 |  |  |  |  | 1
8707 | 32 | 25.2 |  |  |  |  | 1
8708 | 30.6 | 23.8 |  |  |  |  | 1
8709 | 27.8 | 23 |  |  |  |  | 1
8710 | 26.3 | 23 |  |  |  |  | 1
8711 | 24.4 | 23 |  |  |  |  | 1
8712 | 23.3 | 23 |  |  |  |  | 1
8713 | 21.1 | 23 |  |  |  |  | 1
8714 | 22.5 | 23 |  |  |  |  | 1
8715 | 21.3 | 23 |  |  |  |  | 1
8716 | 19.3 | 23 |  |  |  |  | 1
8717 | 20 | 23 |  |  |  |  | 1
8718 | 20.8 | 23 |  |  |  |  | 1
8719 | 21.2 | 23 |  |  |  |  | 1
8720 | 23.1 | 23 |  |  |  |  | 1
8721 | 25.7 | 23 |  |  |  |  | 1
8722 | 27.4 | 23 |  |  |  |  | 1
8723 | 26.5 | 23 |  |  |  |  | 1
8724 | 30.2 | 23.3 |  |  |  |  | 1
8725 | 28.8 | 23 |  |  |  |  | 1
8726 | 31.4 | 24.6 |  |  |  |  | 1
8727 | 33 | 26.2 |  |  |  |  | 1
8728 | 31.4 | 24.6 |  |  |  |  | 1
8729 | 31.5 | 24.7 |  |  |  |  | 1
8730 | 31.4 | 24.6 |  |  |  |  | 1
8731 | 30.8 | 24 |  |  |  |  | 1
8732 | 28.4 | 23 |  |  |  |  | 1
8733 | 27.4 | 23 |  |  |  |  | 1
8734 | 26.2 | 23 |  |  |  |  | 1
8735 | 23.3 | 23 |  |  |  |  | 1
8736 | 22.8 | 23 |  |  |  |  | 1
8737 | 23.4 | 23 |  |  |  |  | 1
8738 | 24.5 | 23 |  |  |  |  | 1
8739 | 22.2 | 23 |  |  |  |  | 1
8740 | 18.9 | 23 |  |  |  |  | 1
8741 | 21.4 | 23 |  |  |  |  | 1
8742 | 19.6 | 23 |  |  |  |  | 1
8743 | 23.4 | 23 |  |  |  |  | 1
8744 | 22.8 | 23 |  |  |  |  | 1
8745 | 24.8 | 23 |  |  |  |  | 1
8746 | 26.9 | 23 |  |  |  |  | 1
8747 | 26.9 | 23 |  |  |  |  | 1
8748 | 28.8 | 23 |  |  |  |  | 1
8749 | 30.4 | 23.6 |  |  |  |  | 1
8750 | 32.3 | 25.4 |  |  |  |  | 1
8751 | 29.9 | 23.1 |  |  |  |  | 1
8752 | 30.5 | 23.7 |  |  |  |  | 1
8753 | 31 | 24.2 |  |  |  |  | 1
8754 | 30.3 | 23.5 |  |  |  |  | 1
8755 | 29.1 | 23 |  |  |  |  | 1
8756 | 28.9 | 23 |  |  |  |  | 1
8757 | 25.6 | 23 |  |  |  |  | 1
8758 | 25.6 | 23 |  |  |  |  | 1
8759 | 24.7 | 23 |  |  |  |  | 1
8760 | 22.9 | 23 |  |  |  |  | 1
Energy-weighted PUE
Annual WUE (L/kWh)
Chiller-trim hours
Adiabatic hours
Warm-high-fan hours
Annual max DB (check vs anchor)
QC: WB>DB errors=0